## grade of compliance range
| RFT Scoring Sheet |  | Reference Number | SF-CF-87
|  |  | Owner | PRO/PMO
|  |  | Revision Code | 2.0
|  |  | Implementation Date | 2021-09-01
Grade of Compliance range from 0 to 15 with a step of 1 unit:
15 : Compliant with additional value, not initially included in the requirements
10 : Fully compliant
4 - 5 - 6: Partially compliant
0 : Not compliant
K : Disqualification
Killer points, if not compliant, will lead to bidder disqualification
Weight | Technical | Commercial
| 40% | 60%

## weight
| RFT Scoring Sheet | [13 empty] | Reference Number
Owner
Revision Code
Implementation Date
Project Name | HP Servers Support Renewal 2024-2027
Article | Requirements | Killer | Weight | Responsible Entity | Bidder1 | Comments Bidder1 | Bidder2 | Comments Bidder2 | Bidder3 | Comments Bidder3 | Bidder4 | Comments Bidder4 | Supplier 1 Final | Supplier 2 Final | Supplier 3 Final | Supplier 4 Final | Max score
ARTICLE 1 | Bidder shall offer technical support and engineering services for the HP systems implemented at MIC1 based on the provided BOM and the following conditions
1 | Partnership level shall be Platinum /Gold services with HPE: The Bidder should provide documents proving that he is certified to provide implementation and support services for HPE platforms and that he has acquired the highest expertise in implementation and support level | K | 200
2 | All support services shall be performed by vendor certified engineers present in Lebanon and that have had a proven experience on the systems covered under this support agreement- CV of support team to be submitted – Bidder shall have at least 2 HP certified engineers on the systems included in the BOM | K | 300
3 | Supplier shall maintain the Equipment covered in Annex A in good operating condition, furnish remedial and preventive maintenance and perform upgrades and updates and that during the contract , and be responsive to the maintenance and upgrade needs of MIC1 | K | 100 | [9 empty] | 0 | 0 | 0 | 0 | 0
4 | Preventive maintenance visits shall be performed 3 times per year. A detailed report shall be submitted within 2 weeks from the assessment and recommendations to be implemented with the support of the supplier |  | 300 | [9 empty] | 0 | 0 | 0 | 0 | 0
5 | Supplier shall provide all labor, parts, and Equipment modifications he deems necessary for maintaining the Equipment in good operating condition. Replacement of parts provided under support services may include new parts, equivalent to new parts or superior to the replaced part or whole unit replacement. Replaced parts shall become the property of the Supplier except for the defected Hard disks which will remain the property of MIC1 or will be degaussed and sent to the supplier | k | 200 | [9 empty] | 0 | 0 | 0 | 0 | 0
6 | It shall be possible to open unlimited number of support cases during the contract period | K | 100 | [9 empty] | 0 | 0 | 0 | 0 | 0
7 | Bidder shall provide needed technical support to remediate to any technical or security vulnerability detected by MIC1. Bidder shall make sure that patches to remediate these vulnerabilities are applied within max 5 days from notification | K | 100 | [9 empty] | 0 | 0 | 0 | 0 | 0
8 | Bidder shall sign a back to back support agreement with HPE for all systems in Appendix A and with the specified SLA | K | 300 | [9 empty] | 0 | 0 | 0 | 0 | 0
9 | Bidder shall be on site within 2 hours from incident/problem notification for priority 1 cases and commitment to repair shall be within 6 hours | K | 100 | [9 empty] | 0 | 0 | 0 | 0 | 0
10 | Hardware replacement shall be done within 4 hours from incident/problem notification | K | 100 | [9 empty] | 0 | 0 | 0 | 0 | 0
11 | Supplier shall ensure in his local stock all the needed spares related to the systems covered under this RFP. The needed spares shall be delivered on site within 4 hours. Failure to deliver the needed spares on site within the set SLAs would result in applying a penalty | K | 300 | [9 empty] | 0 | 0 | 0 | 0 | 0
12 | If during the course of problem resolution on supported systems it is determined that the problem lies within another vendor's product, supplier shall assist MIC1, in case needed, in forwarding the problem to that vendor, provided that the Customer has a valid support agreement with the vendor. |  | 100 | [9 empty] | 0 | 0 | 0 | 0 | 0
13 | Penalty : every time the supplier fails to meet the SLAs set in the contract/PO, he shall pay a penalty of 2% per delay, and per occurence, of the yearly support fees related to the impacted system. The total amount of penalties for a period of twelve (12) months being limited to a maximum of 20% (twenty per cent) of the annual maintenance and update/upgrade fees | K | 300 | [9 empty] | 0 | 0 | 0 | 0 | 0
14 | Changes and maintenance actions on live systems covered under this contract shall be done outside working hours and during low usage (starting midnight, weekends, holidays). No additional fees shall be charged for such interventions | K | 100 | [9 empty] | 0 | 0 | 0 | 0 | 0
15 | Once supplier is selected and contract is signed he shall submit proof that he has signed a back to back support agreement with the vendor for the equipment included in the Bill of material of this RFP and that to enable the supplier or MIC1 escalate immediately any issues to the vendor to speed up remediation | K | 200 | [9 empty] | 0 | 0 | 0 | 0 | 0
16 | Bidder shall assign an support account manager to act as single point of contact to coordinate and report on all the services requested in the support contract . |  | 100 | [9 empty] | 0 | 0 | 0 | 0 | 0
17 | MIC1 shall have the right to remove/add any equipment from the Bill of materiel of this RFP (Annex A) at any time during one contractual period after having informed the supplier by written notice Two (2) months prior to the removal date. The maintenance and upgrade charges and the BOM shall be amended accordingly | K | 100 | [9 empty] | 0 | 0 | 0 | 0 | 0
18 | The selected Bidder shall not subcontract or permit anyone other than its personnel to perform any of the work, service or other performance required of the vendor under the contract without the prior written consent of alfa/MIC1 | K | 100 | [9 empty] | 0 | 0 | 0 | 0 | 0
19 | Bidder to provide references for companies to whom they are offering support services for systems similar to the ones included in the present RFP |  | 300 | [9 empty] | 0 | 0 | 0 | 0 | 0
20 | Previous experience with the bidder : support and after sales services delivered, accuracy of eqt delivered as per order, speed of response to alfa requests, seriousness and professionalism in the proposals expertise of his team, respect for deadlines…. If bidder has never worked with alfa he will receive a score of 50% of the total weight |  | 300 | [9 empty] | 0 | 0 | 0 | 0 | 0
|  |  | 3700 | [9 empty] | 0 | 0 | 0 | 0 | 0
[13 empty] | #DIV/0! | #DIV/0! | #DIV/0! | #DIV/0!
[13 empty] | SUPPLIER 1 SCORE | SUPPLIER 2 SCORE | SUPPLIER 3 SCORE | SUPPLIER 4 SCORE
Note on E8: Entity (Department/ Unit) that identified the requirement and that will be responsible for its evaluation.
Note on F8: Grade of Compliance: K: disqualification 0: Not compliant +5: Partially compliant +10: Completely compliant +15: Compliant with additional value, not initially included in the requirements
Note on H8: Grade of Compliance: K: disqualification 0: Not compliant +5: Partially compliant +10: Completely compliant +15: Compliant with additional value, not initially included in the requirements
Note on J8: Grade of Compliance: K: disqualification 0: Not compliant +5: Partially compliant +10: Completely compliant +15: Compliant with additional value, not initially included in the requirements

## Appendix A
Compliance Matrix
Project Name: HP Servers Support Renewal 2024-2027
Article | Server Name | Hardware | Serial Number | Warranty ending date | Support level | Operating System | Contract start date | Contract end date | Weight | Responsible Entity | Killing Criteria | Bidder1 | Comments Bidder1 | Bidder2 | Comments Bidder2 | Bidder3 | Comments Bidder3 | Bidder4 | Comments Bidder4 | Bidder1 Final | Bidder2 Final | Bidder3 Final | Bidder4 Final | Max score
1 |  | BL460G7 | CZJ2390S5T |  | Local Support 5x8, Next Business Day repair time | Red Hat Enterprise Linux Server | 2024-09-01 | 2027-08-31 | 100 |  | K | [8 empty] | 0 | 0 | 0 | 0 | 0
2 |  | HP DL380p Gen8 8-SFF CTO Server | CZ23250BZT |  | Local Support 5x8, Next Business Day repair time | Red Hat Enterprise Linux Server release 5.10 (Tikanga) | 2024-09-01 | 2027-08-31 | 100 |  | K | [8 empty] | 0 | 0 | 0 | 0 | 0
3 |  | HP ProLiant DL360p Gen8: 1×Intel Xeon E5-2609 (2.4Ghz/4-Core/10MB/6.4GT-s QPI/80W); 16GB RAM; 2×1TB 6G SAS 7.2k rpm HDD; 2×8Gb FC Dual port HBA; 1×HP Ethernet 1GbE 4 Ports 331FLR FIO Adapter | CZJ40601LS |  | Local Support 5x8, Next Business Day repair time | Windows Server | 2024-09-01 | 2027-08-31 | 100 |  | K | [8 empty] | 0 | 0 | 0 | 0 | 0
4 |  | P2000 G3 FC | 2S6219B221 |  | Local Support 5x8, Next Business Day repair time | Windows Server | 2024-09-01 | 2027-08-31 | 100 |  | K | [8 empty] | 0 | 0 | 0 | 0 | 0
5 |  | P2000 G3 FC | 2S6219B219 |  | Local Support 5x8, Next Business Day repair time | Windows Server | 2024-09-01 | 2027-08-31 | 100 |  | K | [8 empty] | 0 | 0 | 0 | 0 | 0
6 |  | P2000 G3 FC | 2S6219B208 |  | Local Support 5x8, Next Business Day repair time | Windows Server | 2024-09-01 | 2027-08-31 | 100 |  | K | [8 empty] | 0 | 0 | 0 | 0 | 0
7 |  | P2000 G3 FC | 2S6219B220 |  | Local Support 5x8, Next Business Day repair time | Windows Server | 2024-09-01 | 2027-08-31 | 100 |  | K | [8 empty] | 0 | 0 | 0 | 0 | 0
8 |  | P2000 G3 FC | 2S6223B102 |  | Local Support 5x8, Next Business Day repair time | Windows Server | 2024-09-01 | 2027-08-31 | 100 |  | K | [8 empty] | 0 | 0 | 0 | 0 | 0
9 |  | HP ProLiant BL460c Gen8 | CZJ43102RD |  | Local Support 5x8, Next Business Day repair time | Windows Server | 2024-09-01 | 2027-08-31 | 100 |  | K | [8 empty] | 0 | 0 | 0 | 0 | 0
10 |  | HP ProLiant BL460c Gen8 | CZJ43102RL |  | Local Support 5x8, Next Business Day repair time | Windows Server | 2024-09-01 | 2027-08-31 | 100 |  | K | [8 empty] | 0 | 0 | 0 | 0 | 0
11 |  | HP ProLiant BL460c Gen8 | CZJ43102S0 |  | Local Support 5x8, Next Business Day repair time | Windows Server | 2024-09-01 | 2027-08-31 | 100 |  | K | [8 empty] | 0 | 0 | 0 | 0 | 0
12 |  | HP ProLiant BL460c Gen8 | CZJ43102RM |  | Local Support 5x8, Next Business Day repair time | Windows Server | 2024-09-01 | 2027-08-31 | 100 |  | K | [8 empty] | 0 | 0 | 0 | 0 | 0
13 |  | HP ProLiant BL460c Gen8 | CZJ43102R7 |  | Local Support 5x8, Next Business Day repair time | Windows Server | 2024-09-01 | 2027-08-31 | 100 |  | K | [8 empty] | 0 | 0 | 0 | 0 | 0
14 |  | HP ProLiant BL460c Gen8 | CZJ43102RZ |  | Local Support 5x8, Next Business Day repair time | Windows Server | 2024-09-01 | 2027-08-31 | 100 |  | K | [8 empty] | 0 | 0 | 0 | 0 | 0
15 |  | HP ProLiant BL460c Gen8 | CZJ43102RB |  | Local Support 5x8, Next Business Day repair time | Windows Server | 2024-09-01 | 2027-08-31 | 100 |  | K | [8 empty] | 0 | 0 | 0 | 0 | 0
16 |  | HP ProLiant BL460c Gen8 | CZJ43102RF |  | Local Support 5x8, Next Business Day repair time | Windows Server | 2024-09-01 | 2027-08-31 | 100 |  | K | [8 empty] | 0 | 0 | 0 | 0 | 0
17 |  | HP DL380 G6 E5520 3x2G P140i/256 SFF - 3*2GB + 4GB | SCZ9506MBG |  | Local Support 5x8, Next Business Day repair time | Windows Server | 2024-09-01 | 2027-08-31 | 100 |  | K | [8 empty] | 0 | 0 | 0 | 0 | 0
18 |  | HP DL380P G8 E5-2609 | CZ232901FB |  | Local Support 5x8, Next Business Day repair time | Windows Server 2012 Standard | 2024-09-01 | 2027-08-31 | 100 |  | K | [8 empty] | 0 | 0 | 0 | 0 | 0
19 |  | ProLiant BL460c G8 - 2 x E5-2650 @ 2.0GHz 16cores - P1: 4*16GB & 12*8GB = 160 GB | CZJ2350C66 |  | Local Support 5x8, Next Business Day repair time | Windows Server | 2024-09-01 | 2027-08-31 | 100 |  | K | [8 empty] | 0 | 0 | 0 | 0 | 0
20 |  | ProLiant BL460c G8 - 2 x E5-2650 @ 2.0GHz 16cores - P1: 4*16GB & 12*8GB = 160 GB | CZJ2350C65 |  | Local Support 5x8, Next Business Day repair time | Windows Server | 2024-09-01 | 2027-08-31 | 100 |  | K | [8 empty] | 0 | 0 | 0 | 0 | 0
21 |  | ProLiant BL460c G8 - 2 x E5-2650 @ 2.0GHz 16cores - P1: 4*16GB & 12*8GB = 160 GB | CZJ2340ZLR |  | Local Support 5x8, Next Business Day repair time | Windows Server | 2024-09-01 | 2027-08-31 | 100 |  | K | [8 empty] | 0 | 0 | 0 | 0 | 0
22 |  | DL380G8 2Px8c,32GB/2x2FC 8GB, | CZJ5140D9P |  | Local Support 5x8, Next Business Day repair time | Windows Server | 2024-09-01 | 2027-08-31 | 100 |  | K | [8 empty] | 0 | 0 | 0 | 0 | 0
23 |  | HP ProLiant DL360p Gen8: 1×Intel Xeon E5-2609 (2.4Ghz/4-Core/10MB/6.4GT-s QPI/80W); 16GB RAM; 2×1TB 6G SAS 7.2k rpm HDD; 2×8Gb FC Dual port HBA; 1×HP Ethernet 1GbE 4 Ports 331FLR FIO Adapter | CZJ40601LT |  | Local Support 5x8, Next Business Day repair time | Windows Server | 2024-09-01 | 2027-08-31 | 100 |  | K | [8 empty] | 0 | 0 | 0 | 0 | 0
24 |  | HP DL380 G8, E5-2620 - 3*8GB (24GB) | SCZ22500L04 |  | Local Support 5x8, Next Business Day repair time | Windows Server 2012 Standard | 2024-09-01 | 2027-08-31 | 100 |  | K | [8 empty] | 0 | 0 | 0 | 0 | 0
25 |  | HP ProLiant BL460c Gen8 | CZJ43204CL |  | Local Support 5x8, Next Business Day repair time | Windows Server | 2024-09-01 | 2027-08-31 | 100 |  | K | [8 empty] | 0 | 0 | 0 | 0 | 0
26 |  | HP DL380 G7 X5650 - 2*300 Gb - 6*300 GB - Red Hat 5 | CZ21340J67 |  | Local Support 5x8, Next Business Day repair time | Windows Server | 2024-09-01 | 2027-08-31 | 100 |  | K | [8 empty] | 0 | 0 | 0 | 0 | 0
27 |  | HP Proliant BL460C G7 - E5620 6G 1P - 4*2048Mb | CZJ1060582 |  | Local Support 5x8, Next Business Day repair time | Windows Server | 2024-09-01 | 2027-08-31 | 100 |  | K | [8 empty] | 0 | 0 | 0 | 0 | 0
28 |  | HP ProLiant DL360p Gen8: 1×Intel Xeon E5-2609 (2.4Ghz/4-Core/10MB/6.4GT-s QPI/80W); 32GB RAM; 2×1TB 6G SAS 7.2k rpm HDD; 2×8Gb FC Dual port HBA; 1×HP Ethernet 1GbE 4 Ports 331FLR FIO Adapter | CZJ40601LP |  | Local Support 5x8, Next Business Day repair time | Windows Server | 2024-09-01 | 2027-08-31 | 100 |  | K | [8 empty] | 0 | 0 | 0 | 0 | 0
29 |  | HP BL460c G7 X5650 6G & 6x4GB - 2xP | CZJ20704JY |  | Local Support 5x8, Next Business Day repair time | Windows Server | 2024-09-01 | 2027-08-31 | 100 |  | K | [8 empty] | 0 | 0 | 0 | 0 | 0
30 |  | HP BL460C G7 X5670 @ 2.93Ghz - 12CPU - 60Gb (3*16384Mb + 3*4096Mb) | CZJ22703RY |  | Local Support 5x8, Next Business Day repair time | Windows Server | 2024-09-01 | 2027-08-31 | 100 |  | K | [8 empty] | 0 | 0 | 0 | 0 | 0
31 |  | HP BL460c G7 X5650 | CZJ2260052 |  | Local Support 5x8, Next Business Day repair time | Windows Server | 2024-09-01 | 2027-08-31 | 100 |  | K | [8 empty] | 0 | 0 | 0 | 0 | 0
32 |  | HP ProLiant DL360p Gen8: 1×Intel Xeon E5-2609 (2.4Ghz/4-Core/10MB/6.4GT-s QPI/80W); 32GB RAM; 2×1TB 6G SAS 7.2k rpm HDD; 2×8Gb FC Dual port HBA; 1×HP Ethernet 1GbE 4 Ports 331FLR FIO Adapter | CZJ40601LQ |  | Local Support 5x8, Next Business Day repair time | Windows Server | 2024-09-01 | 2027-08-31 | 100 |  | K | [8 empty] | 0 | 0 | 0 | 0 | 0
33 |  | HP DL380 G6 E5520 3X2G P140i/256 SFF - 3*2GB | SGZ9493B5V |  | Local Support 5x8, Next Business Day repair time | Windows Server | 2024-09-01 | 2027-08-31 | 100 |  | K | [8 empty] | 0 | 0 | 0 | 0 | 0
34 |  | HP DL 580G7 – E7520 2P 16GB | CZJ0280BNM |  | Local Support 5x8, Next Business Day repair time | Linux version 2.6.18-164.el5 | 2024-09-01 | 2027-08-31 | 100 |  | K | [8 empty] | 0 | 0 | 0 | 0 | 0
35 |  | HP DL 580G7 – E7520 2P 16GB | CZJ0280BPD |  | Local Support 5x8, Next Business Day repair time | Linux version 2.6.18-164.el5 | 2024-09-01 | 2027-08-31 | 100 |  | K | [8 empty] | 0 | 0 | 0 | 0 | 0
36 |  | HP BL460c G7 X5650 | CZJ20704JW |  | Local Support 5x8, Next Business Day repair time | Windows Server | 2024-09-01 | 2027-08-31 | 100 |  | K | [8 empty] | 0 | 0 | 0 | 0 | 0
37 |  | ProLiant BL460c G7 - 2 x X5650 @ 2.67GHz - 6-core - 54 GB (3*2048Mb + 6*8192Mb) | CZJ2120L9H |  | Local Support 5x8, Next Business Day repair time | Windows Server | 2024-09-01 | 2027-08-31 | 100 |  | K | [8 empty] | 0 | 0 | 0 | 0 | 0
38 |  | HP BL460C G7 X5670 @ 2.93Ghz - 12CPU - 60Gb (3*16384Mb + 3*4096Mb) | CZJ22703S6 |  | Local Support 5x8, Next Business Day repair time | Windows Server | 2024-09-01 | 2027-08-31 | 100 |  | K | [8 empty] | 0 | 0 | 0 | 0 | 0
39 |  | HP DL380P G8 E5-2609 | CZ232901F9 |  | Local Support 5x8, Next Business Day repair time | Windows Server 2012 Standard | 2024-09-01 | 2027-08-31 | 100 |  | K | [8 empty] | 0 | 0 | 0 | 0 | 0
40 |  | HP DL380P G8 E5-2609 | CZ232901FD |  | Local Support 5x8, Next Business Day repair time | Windows Server 2012 Standard | 2024-09-01 | 2027-08-31 | 100 |  | K | [8 empty] | 0 | 0 | 0 | 0 | 0
41 |  | HP DL380 G6 E5520 3x2G P140i/256 SFF - 3*2GB | SCZ9506L9B |  | Local Support 5x8, Next Business Day repair time | Windows Server | 2024-09-01 | 2027-08-31 | 100 |  | K | [8 empty] | 0 | 0 | 0 | 0 | 0
42 |  | HP BL460c G7 X5650 | CZJ226004Y |  | Local Support 5x8, Next Business Day repair time | Windows Server | 2024-09-01 | 2027-08-31 | 100 |  | K | [8 empty] | 0 | 0 | 0 | 0 | 0
43 | Enclosure | HP BLc7000 1 PH 2 PSU 4 Fan Full ICE Kit | GB8826T2E3 |  | HPE 24x7, 4 hrs repair time |  | 2024-09-01 | 2027-08-31 | 100 |  | K | [8 empty] | 0 | 0 | 0 | 0 | 0
44 | Enclosure | HP BLC7000 1PH 6 PS 10 FAN | CZ3135S8C5 |  | HPE 24x7, 4 hrs repair time |  | 2024-09-01 | 2027-08-31 | 100 |  | K | [8 empty] | 0 | 0 | 0 | 0 | 0
45 | Enclosure | Proliant BL cClass c7000 Single-Phase Enclosure (2 Power Supplies, 4 fans & 8 Insight Control Trial Licenses | GB8713AT8S |  | HPE 24x7, 4 hrs repair time |  | 2024-09-01 | 2027-08-31 | 100 |  | K | [8 empty] | 0 | 0 | 0 | 0 | 0
46 |  | HP DL380 G7 E5620 @ 2x(2.40GHz) (36GB) 2x4GB P410i/512wBBWC - 7x4GB 2Rx4 PC3-10600R-9 Kit DDR3-1333Mhz | CZ22130CXH |  | Local Support 5x8, Next Business Day repair time | Windows Server | 2024-09-01 | 2027-08-31 | 100 |  | K | [8 empty] | 0 | 0 | 0 | 0 | 0
47 |  | HP24 port enabled SAN switch | CZC317TA0H |  | HPE 24x7, 4 hrs repair time | SW | 2024-09-01 | 2027-08-31 | 100 |  | K | [8 empty] | 0 | 0 | 0 | 0 | 0
48 |  | HP24 port enabled SAN switch | CZC317TA0W |  | HPE 24x7, 4 hrs repair time | SW | 2024-09-01 | 2027-08-31 | 100 |  | K | [8 empty] | 0 | 0 | 0 | 0 | 0
49 |  | HP DL380P G8 E5-2609 | CZ232901FJ |  | Local Support 5x8, Next Business Day repair time | Windows Server 2012 Standard | 2024-09-01 | 2027-08-31 | 100 |  | K | [8 empty] | 0 | 0 | 0 | 0 | 0
50 |  | HP ProLiant DL360p Gen8: 1×Intel Xeon E5-2609 (2.4Ghz/4-Core/10MB/6.4GT-s QPI/80W); 32GB RAM; 2×1TB 6G SAS 7.2k rpm HDD; 2×8Gb FC Dual port HBA; 1×HP Ethernet 1GbE 4 Ports 331FLR FIO Adapter | CZJ40601LR |  | Local Support 5x8, Next Business Day repair time | Windows Server | 2024-09-01 | 2027-08-31 | 100 |  | K | [8 empty] | 0 | 0 | 0 | 0 | 0
51 |  | HP BL460c G7 X5650 | CZJ226004S |  | Local Support 5x8, Next Business Day repair time | Windows Server | 2024-09-01 | 2027-08-31 | 100 |  | K | [8 empty] | 0 | 0 | 0 | 0 | 0
52 |  | HP DL360G5 | GB87516DTE |  | Local Support 5x8, Next Business Day repair time | Windows Server | 2024-09-01 | 2027-08-31 | 100 |  | K | [8 empty] | 0 | 0 | 0 | 0 | 0
53 |  | HP ProLiant DL360p Gen8: 1×Intel Xeon E5-2609 (2.4Ghz/4-Core/10MB/6.4GT-s QPI/80W); 32GB RAM; 2×1TB 6G SAS 7.2k rpm HDD; 2×8Gb FC Dual port HBA; 1×HP Ethernet 1GbE 4 Ports 331FLR FIO Adapter | CZJ40601LM |  | Local Support 5x8, Next Business Day repair time | Windows Server | 2024-09-01 | 2027-08-31 | 100 |  | K | [8 empty] | 0 | 0 | 0 | 0 | 0
54 |  | HP DL380P G8 E5-2609 | CZ232901FC |  | Local Support 5x8, Next Business Day repair time | Windows Server 2012 Standard | 2024-09-01 | 2027-08-31 | 100 |  | K | [8 empty] | 0 | 0 | 0 | 0 | 0
55 | HP BLC 7000 1PH 6 PS 10FAN | HP BLC 7000 1PH 6 PS 10FAN | SCZ3228NWH3 |  | Local Support 5x8, Next Business Day repair time |  | 2024-09-01 | 2027-08-31 | 100 |  | K | [8 empty] | 0 | 0 | 0 | 0 | 0
56 | HP BLC 7000 1PH 6 PS 10FAN | HP P 2000 DUAL I/O LFF DRIVE Enclosure HP BLC 7000 | SCZ3228NWH2 |  | Local Support 5x8, Next Business Day repair time |  | 2024-09-01 | 2027-08-31 | 100 |  | K | [8 empty] | 0 | 0 | 0 | 0 | 0
57 | HP BLC 7000 1PH 6PS 10FAN | HP BLC 7000 1PH 6PS 10FAN | SCZ3228NWH4 |  | Local Support 5x8, Next Business Day repair time |  | 2024-09-01 | 2027-08-31 | 100 |  | K | [8 empty] | 0 | 0 | 0 | 0 | 0
58 | HP BLc7000 1PH 6PS 10Fan 16IC Plat Enclosure |  | CZ3324FR4R |  | HPE 24x7, 4 hrs repair time |  | 2024-09-01 | 2027-08-31 | 100 |  | K | [8 empty] | 0 | 0 | 0 | 0 | 0
59 | HP BLc7000Enclosure |  | CZ3242037K |  | HPE 24x7, 4 hrs repair time |  | 2024-09-01 | 2027-08-31 | 100 |  | K | [8 empty] | 0 | 0 | 0 | 0 | 0
60 | HP D2200SB PCIE Storage Blade | HP D2200SB PCIE Storage Blade with Smart Array Advance Pack LTU Bund | CZ32089PE4 |  | Local Support 5x8, Next Business Day repair time |  | 2024-09-01 | 2027-08-31 | 100 |  | K | [8 empty] | 0 | 0 | 0 | 0 | 0
61 | HP D2200SB PCIE Storage Blade | HP D2200SB PCIE Storage Blade with Smart Array Advance Pack LTU Bund | CZ32089PE5 |  | Local Support 5x8, Next Business Day repair time |  | 2024-09-01 | 2027-08-31 | 100 |  | K | [8 empty] | 0 | 0 | 0 | 0 | 0
62 | HP D2200SB PCIE Storage Blade | HP D2200SB PCIE Storage Blade with Smart Array Advance Pack LTU Bund | CZ32089PE6 |  | Local Support 5x8, Next Business Day repair time |  | 2024-09-01 | 2027-08-31 | 100 |  | K | [8 empty] | 0 | 0 | 0 | 0 | 0
63 | HP D2200SB PCIE Storage Blade with Smart Array | 12 x HP 900GB SAS SFF 10k 6G DP ENT HDD HP D2200SB | SCZ3228NWAV |  | Local Support 5x8, Next Business Day repair time |  | 2024-09-01 | 2027-08-31 | 100 |  | K | [8 empty] | 0 | 0 | 0 | 0 | 0
64 | HP D2200SB PCIE Storage Blade with Smart Array | 12 x HP 900GB SAS SFF 10k 6G DP ENT HDD HP D2200SB | SCZ3228NWB3 |  | Local Support 5x8, Next Business Day repair time |  | 2024-09-01 | 2027-08-31 | 100 |  | K | [8 empty] | 0 | 0 | 0 | 0 | 0
65 | HP D2200SB PCIE Storage Blade with Smart Array | 12 x HP 900GB SAS SFF 10k 6G DP ENT HDD HP D2200SB | SCZ3228NWJH |  | Local Support 5x8, Next Business Day repair time |  | 2024-09-01 | 2027-08-31 | 100 |  | K | [8 empty] | 0 | 0 | 0 | 0 | 0
66 | HP D2200SB PCIE Storage Blade with Smart Array | 12 x HP 900GB SAS SFF 10k 6G DP ENT HDD HP D2200SB | SCZ3228NWJK |  | Local Support 5x8, Next Business Day repair time |  | 2024-09-01 | 2027-08-31 | 100 |  | K | [8 empty] | 0 | 0 | 0 | 0 | 0
67 | HP D2200SB PCIE Storage Blade with Smart Array | 12 x HP 900GB SAS SFF 10k 6G DP ENT HDD HP D2200SB | SCZ3228NWJF |  | Local Support 5x8, Next Business Day repair time |  | 2024-09-01 | 2027-08-31 | 100 |  | K | [8 empty] | 0 | 0 | 0 | 0 | 0
68 | HP D2200SB PCIE Storage Blade with Smart Array | 12 x HP 900GB SAS SFF 10k 6G DP ENT HDD HP D2200SB | SCZ3228NWJB |  | Local Support 5x8, Next Business Day repair time |  | 2024-09-01 | 2027-08-31 | 100 |  | K | [8 empty] | 0 | 0 | 0 | 0 | 0
69 | HP D2200SB PCIE Storage Blade with Smart Array | HP P 2000 DUAL I/O LFF DRIVE Enclosure HP D2200SB | SCZ3228NWJA |  | Local Support 5x8, Next Business Day repair time |  | 2024-09-01 | 2027-08-31 | 100 |  | K | [8 empty] | 0 | 0 | 0 | 0 | 0
70 | HP D2200SB PCIE Storage Blade with Smart Array | HP P 2000 DUAL I/O LFF DRIVE Enclosure HP D2200SB | SCZ3228NWAJ |  | Local Support 5x8, Next Business Day repair time |  | 2024-09-01 | 2027-08-31 | 100 |  | K | [8 empty] | 0 | 0 | 0 | 0 | 0
71 | HP D2200SB PCIE Storage Blade with Smart Array | HP P 2000 DUAL I/O LFF DRIVE Enclosure HP D2200SB | SCZ3228NWB1 |  | Local Support 5x8, Next Business Day repair time |  | 2024-09-01 | 2027-08-31 | 100 |  | K | [8 empty] | 0 | 0 | 0 | 0 | 0
72 | HP D2200SB PCIE Storage Blade with Smart Array | HP BLC 7000 1PH 6PS 10FAN HP D2200SB | SCZ3228NWB4 |  | Local Support 5x8, Next Business Day repair time |  | 2024-09-01 | 2027-08-31 | 100 |  | K | [8 empty] | 0 | 0 | 0 | 0 | 0
73 | HP D2200SB PCIE Storage Blade with Smart Array | 12 x HP 900GB SAS SFF 10k 6G DP ENT HDD D2200SB | SCZ3228NWJL |  | Local Support 5x8, Next Business Day repair time |  | 2024-09-01 | 2027-08-31 | 100 |  | K | [8 empty] | 0 | 0 | 0 | 0 | 0
74 | HP D2200SB PCIE Storage Blade with Smart Array | 12 x HP 900GB SAS SFF 10k 6G DP ENT HDD D2200SB | SCZ3228NWJJ |  | Local Support 5x8, Next Business Day repair time |  | 2024-09-01 | 2027-08-31 | 100 |  | K | [8 empty] | 0 | 0 | 0 | 0 | 0
75 | HP D2200SB PCIE Storage Blade with Smart Array | 12 x HP 900GB SAS SFF 10k 6G DP ENT HDD D2200SB | SCZ3228NWJC |  | Local Support 5x8, Next Business Day repair time |  | 2024-09-01 | 2027-08-31 | 100 |  | K | [8 empty] | 0 | 0 | 0 | 0 | 0
76 | HP D2200SB PCIE Storage Blade with Smart Array | 12 x HP 900GB SAS SFF 10k 6G DP ENT HDD D2200SB | SCZ3228NWJD |  | Local Support 5x8, Next Business Day repair time |  | 2024-09-01 | 2027-08-31 | 100 |  | K | [8 empty] | 0 | 0 | 0 | 0 | 0
77 | HP D2200SB PCIE Storage Blade with Smart Array | 12 x HP 900GB SAS SFF 10k 6G DP ENT HDD D2200SB | SCZ3228NWAK |  | Local Support 5x8, Next Business Day repair time |  | 2024-09-01 | 2027-08-31 | 100 |  | K | [8 empty] | 0 | 0 | 0 | 0 | 0
78 | HP D2200SB PCIE Storage Blade with Smart Array | 12 x HP 900GB SAS SFF 10k 6G DP ENT HDD D2200SB | SCZ3228NWB2 |  | Local Support 5x8, Next Business Day repair time |  | 2024-09-01 | 2027-08-31 | 100 |  | K | [8 empty] | 0 | 0 | 0 | 0 | 0
79 | HP D2200SB PCIE Storage Blade with Smart Array | 12 x HP 900GB SAS SFF 10k 6G DP ENT HDD D2200SB | SCZ3228NWJE |  | Local Support 5x8, Next Business Day repair time |  | 2024-09-01 | 2027-08-31 | 100 |  | K | [8 empty] | 0 | 0 | 0 | 0 | 0
80 | HP D2200SB PCIE Storage Blade with Smart Array | 12 x HP 900GB SAS SFF 10k 6G DP ENT HDD D2200SB | SCZ3228NWJ6 |  | Local Support 5x8, Next Business Day repair time |  | 2024-09-01 | 2027-08-31 | 100 |  | K | [8 empty] | 0 | 0 | 0 | 0 | 0
81 | HP D2200SB PCIE Storage Blade with Smart Array | 12 x HP 900GB SAS SFF 10k 6G DP ENT HDD D2200SB | SCZ3228NWJ8 |  | Local Support 5x8, Next Business Day repair time |  | 2024-09-01 | 2027-08-31 | 100 |  | K | [8 empty] | 0 | 0 | 0 | 0 | 0
82 | HP D2200SB PCIE Storage Blade with Smart Array | 13 x HP 900GB SAS SFF 10k 6G DP ENT HDD D2200SB | SCZ3228NWJ67 |  | Local Support 5x8, Next Business Day repair time |  | 2024-09-01 | 2027-08-31 | 100 |  | K | [8 empty] | 0 | 0 | 0 | 0 | 0
83 | HP D2200SB PCIE Storage Blade with Smart Array | 12 x HP 900GB SAS SFF 10k 6G DP ENT HDD D2200SB | SCZ3228NWJ9 |  | Local Support 5x8, Next Business Day repair time |  | 2024-09-01 | 2027-08-31 | 100 |  | K | [8 empty] | 0 | 0 | 0 | 0 | 0
84 | HP P 2000 DUAL I/O LFF DRIVE Enclosure | HP P 2000 DUAL I/O LFF DRIVE Enclosure | 2S6215D670 |  | Local Support 5x8, Next Business Day repair time |  | 2024-09-01 | 2027-08-31 | 100 |  | K | [8 empty] | 0 | 0 | 0 | 0 | 0
85 | HP P 2000 DUAL I/O LFF DRIVE Enclosure | 6 x HP P2000 600GB SAS 15k 3.5" ENT HDD | 2S6215D610 |  | Local Support 5x8, Next Business Day repair time |  | 2024-09-01 | 2027-08-31 | 100 |  | K | [8 empty] | 0 | 0 | 0 | 0 | 0
86 | HP P 2000 DUAL I/O LFF DRIVE Enclosure | HP P 2000 DUAL I/O LFF DRIVE Enclosure | 2S6215D347 |  | Local Support 5x8, Next Business Day repair time |  | 2024-09-01 | 2027-08-31 | 100 |  | K | [8 empty] | 0 | 0 | 0 | 0 | 0
87 | HP P 2000 DUAL I/O LFF DRIVE Enclosure | HP P 2000 DUAL I/O LFF DRIVE Enclosure | 2S620D580 |  | Local Support 5x8, Next Business Day repair time |  | 2024-09-01 | 2027-08-31 | 100 |  | K | [8 empty] | 0 | 0 | 0 | 0 | 0
88 | HP P 2000 DUAL I/O LFF DRIVE Enclosure | HP P 2000 DUAL I/O LFF DRIVE Enclosure | 2S6208D534 |  | Local Support 5x8, Next Business Day repair time |  | 2024-09-01 | 2027-08-31 | 100 |  | K | [8 empty] | 0 | 0 | 0 | 0 | 0
89 | HP P 2000 DUAL I/O LFF DRIVE Enclosure | HP P 2000 DUAL I/O LFF DRIVE Enclosure | 2S6219D330 |  | Local Support 5x8, Next Business Day repair time |  | 2024-09-01 | 2027-08-31 | 100 |  | K | [8 empty] | 0 | 0 | 0 | 0 | 0
90 | HP P 2000 DUAL I/O LFF DRIVE Enclosure | HP P 2000 DUAL I/O LFF DRIVE Enclosure | 2S6208D533 |  | Local Support 5x8, Next Business Day repair time |  | 2024-09-01 | 2027-08-31 | 100 |  | K | [8 empty] | 0 | 0 | 0 | 0 | 0
91 | HP P 2000 DUAL I/O LFF DRIVE Enclosure | HP P 2000 DUAL I/O LFF DRIVE Enclosure | 2S6219D328 |  | Local Support 5x8, Next Business Day repair time |  | 2024-09-01 | 2027-08-31 | 100 |  | K | [8 empty] | 0 | 0 | 0 | 0 | 0
92 | HP P 2000 DUAL I/O LFF DRIVE Enclosure | HP P 2000 DUAL I/O LFF DRIVE Enclosure | 2S6215D611 |  | Local Support 5x8, Next Business Day repair time |  | 2024-09-01 | 2027-08-31 | 100 |  | K | [8 empty] | 0 | 0 | 0 | 0 | 0
93 | HP P 2000 DUAL I/O LFF DRIVE Enclosure | HP P 2000 DUAL I/O LFF DRIVE Enclosure | 2S6219D346 |  | Local Support 5x8, Next Business Day repair time |  | 2024-09-01 | 2027-08-31 | 100 |  | K | [8 empty] | 0 | 0 | 0 | 0 | 0
94 | HP P 2000 DUAL I/O LFF DRIVE Enclosure | HP P 2000 DUAL I/O LFF DRIVE Enclosure | 2S6219D348 |  | Local Support 5x8, Next Business Day repair time |  | 2024-09-01 | 2027-08-31 | 100 |  | K | [8 empty] | 0 | 0 | 0 | 0 | 0
95 | HP P 2000 DUAL I/O LFF DRIVE Enclosure | HP P 2000 DUAL I/O LFF DRIVE Enclosure | 2S6219D349 |  | Local Support 5x8, Next Business Day repair time |  | 2024-09-01 | 2027-08-31 | 100 |  | K | [8 empty] | 0 | 0 | 0 | 0 | 0
96 | HP P 2000 DUAL I/O LFF DRIVE Enclosure | HP P 2000 DUAL I/O LFF DRIVE Enclosure | 2S6215D664 |  | Local Support 5x8, Next Business Day repair time |  | 2024-09-01 | 2027-08-31 | 100 |  | K | [8 empty] | 0 | 0 | 0 | 0 | 0
97 | HP Rack 642 1075mm |  | GB43140027 |  | Local Support 5x8, Next Business Day repair time |  | 2024-09-01 | 2027-08-31 | 100 |  | K | [8 empty] | 0 | 0 | 0 | 0 | 0
98 |  | ProLiant BL460c G7 - 2 x X5650 @ 2.67GHz - 6-core - 54 GB (3*2048Mb + 6*8192Mb) | CZJ2070J90 --> YH2CNP1480 |  | Local Support 5x8, Next Business Day repair time | Windows Server | 2024-09-01 | 2027-08-31 | 100 |  | K | [8 empty] | 0 | 0 | 0 | 0 | 0
99 |  | Proliant DL380 G7 Windows | CZ21340M3M |  | Local Support 5x8, Next Business Day repair time | Windows Server | 2024-09-01 | 2027-08-31 | 100 |  | K | [8 empty] | 0 | 0 | 0 | 0 | 0
100 |  | HP DL380p Gen8 V2 | CZ243005QM |  | Local Support 5x8, Next Business Day repair time | Windows Server | 2024-09-01 | 2027-08-31 | 100 |  | K | [8 empty] | 0 | 0 | 0 | 0 | 0
101 |  | HP DL380 G7 X5650 - 2*300 Gb - 6*300 GB - Red Hat 5 | CZ2049K0MM |  | Local Support 5x8, Next Business Day repair time | Red Hat 5 | 2024-09-01 | 2027-08-31 | 100 |  | K | [8 empty] | 0 | 0 | 0 | 0 | 0
102 |  | HP DL380p Gen8 V2 | CZ243005QK |  | Local Support 5x8, Next Business Day repair time | Windows Server | 2024-09-01 | 2027-08-31 | 100 |  | K | [8 empty] | 0 | 0 | 0 | 0 | 0
103 |  | HP DL380Gen9 2P E5-2630v3 (8C,2.4GHz) / 128GB RAM / 2*300GB 10K SAS HDDs / (2) quad-port 1Gb Ethernet adapters / (2) dual-port 8Gb FC adapters / DVD-RW / RPS/ HP iLO Adv E-LTU | CZJ5120DHP |  | HPE 24x7, 4 hrs repair time |  | 2024-09-01 | 2027-08-31 | 100 |  | K | [8 empty] | 0 | 0 | 0 | 0 | 0
104 |  | RHEL Svr 2 Sckt/2 Gst 3yr 24x7 E-LTU Qty:6 | SAID: 1085 0173 8307 |  | HPE 24x7, 4 hrs repair time | RHEL | 2024-09-01 | 2027-08-31 | 100 |  | K | [8 empty] | 0 | 0 | 0 | 0 | 0
105 |  | HP DL360 G7 E5645 | CZJ21400H5 |  | Local Support 5x8, Next Business Day repair time | Windows Server | 2024-09-01 | 2027-08-31 | 100 |  | K | [8 empty] | 0 | 0 | 0 | 0 | 0
106 |  | HP ProLiant BL460c Gen8 |  |  | Local Support 5x8, Next Business Day repair time | Windows Server | 2024-09-01 | 2027-08-31 | 100 |  | K | [8 empty] | 0 | 0 | 0 | 0 | 0
107 |  | HP ProLiant BL460c Gen8 | CZJ43102RN |  | Local Support 5x8, Next Business Day repair time | Windows Server | 2024-09-01 | 2027-08-31 | 100 |  | K | [8 empty] | 0 | 0 | 0 | 0 | 0
108 |  | HP ProLiant BL460c Gen8 | CZJ43102RW |  | Local Support 5x8, Next Business Day repair time | Windows Server | 2024-09-01 | 2027-08-31 | 100 |  | K | [8 empty] | 0 | 0 | 0 | 0 | 0
109 |  | HP BL460c G7 X5650 | CZJ2260053 |  | Local Support 5x8, Next Business Day repair time | Windows Server | 2024-09-01 | 2027-08-31 | 100 |  | K | [8 empty] | 0 | 0 | 0 | 0 | 0
110 |  | HP BL460c G7 X5650 | CZJ226004T |  | Local Support 5x8, Next Business Day repair time | Windows Server | 2024-09-01 | 2027-08-31 | 100 |  | K | [8 empty] | 0 | 0 | 0 | 0 | 0
111 |  | HP Z400 Workstation 8GB DDR3 Ram - 2*300GB | CZC0048KYZ |  | HPE 24x7, 4 hrs repair time | Windows Server | 2024-09-01 | 2027-08-31 | 100 |  | K | [8 empty] | 0 | 0 | 0 | 0 | 0
112 |  | HP BL460c G8 E5-2620 1P 16GB | CZJ32401KN |  | Local Support 5x8, Next Business Day repair time | Windows Server 2012 Standard | 2024-09-01 | 2027-08-31 | 100 |  | K | [8 empty] | 0 | 0 | 0 | 0 | 0
113 |  | HP BL460c G8 E5-2620 1P 16GB | CZJ324014F |  | Local Support 5x8, Next Business Day repair time | Windows Server 2012 Standard | 2024-09-01 | 2027-08-31 | 100 |  | K | [8 empty] | 0 | 0 | 0 | 0 | 0
114 |  | HP BL460C G7 6276 2.3Ghz 16c 2P - 16GB | CZ224109WS |  | Local Support 5x8, Next Business Day repair time | Windows Server | 2024-09-01 | 2027-08-31 | 100 |  | K | [8 empty] | 0 | 0 | 0 | 0 | 0
115 |  | HP BL460C G7 6276 2.3Ghz 16c 2P - 16GB | CZ224109WR |  | Local Support 5x8, Next Business Day repair time | Windows Server | 2024-09-01 | 2027-08-31 | 100 |  | K | [8 empty] | 0 | 0 | 0 | 0 | 0
116 |  | ProLiant ML150 Gen9 - 8GB - 4 SCSI DISK | CZ1529015S |  | HPE 24x7, 4 hrs repair time | Windows Server 2008 R2 standard | 2024-09-01 | 2027-08-31 | 100 |  | K | [8 empty] | 0 | 0 | 0 | 0 | 0
117 |  | HP BL460C G8 E5-2643 2P 32GB | CZJ32402ZW |  | Local Support 5x8, Next Business Day repair time | Windows Server 2008 R2 Enterprise-SP1 | 2024-09-01 | 2027-08-31 | 100 |  | K | [8 empty] | 0 | 0 | 0 | 0 | 0
118 |  | HP BL460C G7 6276 2.3Ghz 16c 2P - 16GB | CZ224109WT |  | Local Support 5x8, Next Business Day repair time | Windows Server | 2024-09-01 | 2027-08-31 | 100 |  | K | [8 empty] | 0 | 0 | 0 | 0 | 0
119 |  | HP BL460c G7 X5650 | CZJ226005F |  | Local Support 5x8, Next Business Day repair time | Windows Server | 2024-09-01 | 2027-08-31 | 100 |  | K | [8 empty] | 0 | 0 | 0 | 0 | 0
120 |  | HP BL460c G7 X5650 | CZJ226005G |  | Local Support 5x8, Next Business Day repair time | Windows Server | 2024-09-01 | 2027-08-31 | 100 |  | K | [8 empty] | 0 | 0 | 0 | 0 | 0
121 |  | HP MSL6480 Scalable Base Module ( 6drives) (108191169010) | DEC5120757 |  | HPE 24x7, 4 hrs repair time | TL | 2024-09-01 | 2027-08-31 | 100 |  | K | [8 empty] | 0 | 0 | 0 | 0 | 0
122 |  | HP BL460c G7 X5650 | CZJ2260051 |  | Local Support 5x8, Next Business Day repair time |  | 2024-09-01 | 2027-08-31 | 100 |  | K | [8 empty] | 0 | 0 | 0 | 0 | 0
123 |  | HP Compaqdc7800 Intel Pentium Dual CPU E2200 @ 2.20.GHZ 3.48GB RAM | CNG8460M84 |  | Local Support 5x8, Next Business Day repair time |  | 2024-09-01 | 2027-08-31 | 100 |  | K | [8 empty] | 0 | 0 | 0 | 0 | 0
124 |  | ProLiant BL460c G8 - 2 x E5-2670 @ 2.60GHz 16-core - P1: 5*16GB+1*8GB+2*4GB & P2:5*16GB+1*8GB+2*4GB = 192GB | CZJ3160678 |  | Local Support 5x8, Next Business Day repair time | Windows Server | 2024-09-01 | 2027-08-31 | 100 |  | K | [8 empty] | 0 | 0 | 0 | 0 | 0
125 |  | ProLiant BL460c G8 - 2 x E5-2670 @ 2.60GHz 16-core - P1: 5*16GB+1*8GB+2*4GB & P2:5*16GB+1*8GB+2*4GB = 192GB | CZJ316068G |  | Local Support 5x8, Next Business Day repair time | Windows Server | 2024-09-01 | 2027-08-31 | 100 |  | K | [8 empty] | 0 | 0 | 0 | 0 | 0
126 |  | ProLiant BL460c G8 - 2 x E5-2670 @ 2.60GHz 16-core - P1: 5*16GB+1*8GB+2*4GB & P2:5*16GB+1*8GB+2*4GB = 192GB | CZJ2340ZM3 |  | Local Support 5x8, Next Business Day repair time | Windows Server | 2024-09-01 | 2027-08-31 | 100 |  | K | [8 empty] | 0 | 0 | 0 | 0 | 0
127 |  | ProLiant BL460c G8 - 2 x E5-2670 @ 2.60GHz 12-core - P1: 5*16GB+2*8GB & P2:4*16GB+4*8GB = 192GB | CZJ324014H |  | Local Support 5x8, Next Business Day repair time | Windows Server | 2024-09-01 | 2027-08-31 | 100 |  | K | [8 empty] | 0 | 0 | 0 | 0 | 0
128 |  | ProLiant BL460c G8 - 2 x E5-2670 @ 2.60GHz 12-core - P1: 5*16GB+2*8GB & P2:4*16GB+4*8GB = 192GB | CZJ324014G |  | Local Support 5x8, Next Business Day repair time | Windows Server | 2024-09-01 | 2027-08-31 | 100 |  | K | [8 empty] | 0 | 0 | 0 | 0 | 0
129 |  | ProLiant BL460c G8 - 2 x E5-2670 @ 2.60GHz 12-core - P1: 5*16GB+2*8GB & P2:4*16GB+4*8GB = 192GB | CZJ32401KP |  | Local Support 5x8, Next Business Day repair time | Windows Server | 2024-09-01 | 2027-08-31 | 100 |  | K | [8 empty] | 0 | 0 | 0 | 0 | 0
130 |  | ProLiant BL460c G7 - 2 x X5650 @ 2.67GHz - 6-core - 54 GB | CZJ2070J8T |  | Local Support 5x8, Next Business Day repair time | Windows Server | 2024-09-01 | 2027-08-31 | 100 |  | K | [8 empty] | 0 | 0 | 0 | 0 | 0
131 |  | ProLiant BL460c G7 - 2 x X5650 @ 2.67GHz - 6-core - 54 GB | CZJ214047M |  | Local Support 5x8, Next Business Day repair time | Windows Server | 2024-09-01 | 2027-08-31 | 100 |  | K | [8 empty] | 0 | 0 | 0 | 0 | 0
132 |  | HP 1910-48G Switch JE009A - QTY 2 |  |  | HPE 24x7, 4 hrs repair time | network Switch | 2024-09-01 | 2027-08-31 | 100 |  | K | [8 empty] | 0 | 0 | 0 | 0 | 0
133 |  | HP D2200sb PCIe Storage Blade with Smart Array HP D2220sb / 8 HDD 300Gb SAS 10K rpm 2,5" 6gb/s | CZ36071CXP |  | Local Support 5x8, Next Business Day repair time |  | 2024-09-01 | 2027-08-31 | 100 |  | K | [8 empty] | 0 | 0 | 0 | 0 | 0
134 |  | HP D2200sb PCIe Storage Blade with Smart Array HP D2220sb / 8 HDD 300Gb SAS 10K rpm 2,5" 6gb/s | CZ3625BTAE |  | Local Support 5x8, Next Business Day repair time |  | 2024-09-01 | 2027-08-31 | 100 |  | K | [8 empty] | 0 | 0 | 0 | 0 | 0
135 |  | HP ProLiant BL460c Gen9 /Intel® Xeon® E5-2640v3 (2.6GHz/8-core/20MB/90W)/ 64Gb RAM / 2 HDD 300Gb SAS 10K rpm 2,5" 6gb/s | CZ26250193 |  | Local Support 5x8, Next Business Day repair time | Rhel 6.5 | 2024-09-01 | 2027-08-31 | 100 |  | K | [8 empty] | 0 | 0 | 0 | 0 | 0
136 |  | HP ProLiant BL460c Gen9 /Intel® Xeon® E5-2640v3 (2.6GHz/8-core/20MB/90W)/ 64Gb RAM / 2 HDD 300Gb SAS 10K rpm 2,5" 6gb/s | CZ26250194 |  | Local Support 5x8, Next Business Day repair time | Rhel 6.5 | 2024-09-01 | 2027-08-31 | 100 |  | K | [8 empty] | 0 | 0 | 0 | 0 | 0
137 |  | HP ProLiant BL460c Gen9 /Intel® Xeon® E5-2640v3 (2.6GHz/8-core/20MB/90W)/ 64Gb RAM / 2 HDD 300Gb SAS 10K rpm 2,5" 6gb/s | CZ262501JJ |  | Local Support 5x8, Next Business Day repair time | Rhel 6.5 | 2024-09-01 | 2027-08-31 | 100 |  | K | [8 empty] | 0 | 0 | 0 | 0 | 0
138 |  | HP ProLiant BL460c Gen9 /Intel® Xeon® E5-2640v3 (2.6GHz/8-core/20MB/90W)/ 64Gb RAM / 2 HDD 300Gb SAS 10K rpm 2,5" 6gb/s | CZ262501JK |  | Local Support 5x8, Next Business Day repair time | Rhel 6.5 | 2024-09-01 | 2027-08-31 | 100 |  | K | [8 empty] | 0 | 0 | 0 | 0 | 0
139 |  | HP ProLiant BL460c Gen9 /Intel® Xeon® E5-2640v3 (2.6GHz/8-core/20MB/90W)/ 64Gb RAM / 2 HDD 300Gb SAS 10K rpm 2,5" 6gb/s | CZ262501JL |  | Local Support 5x8, Next Business Day repair time | Rhel 6.5 | 2024-09-01 | 2027-08-31 | 100 |  | K | [8 empty] | 0 | 0 | 0 | 0 | 0
140 |  | HP ProLiant BL460c Gen9 /Intel® Xeon® E5-2640v3 (2.6GHz/8-core/20MB/90W)/ 64Gb RAM / 2 HDD 300Gb SAS 10K rpm 2,5" 6gb/s | CZ262501JM |  | Local Support 5x8, Next Business Day repair time | Rhel 6.5 | 2024-09-01 | 2027-08-31 | 100 |  | K | [8 empty] | 0 | 0 | 0 | 0 | 0
141 |  | HP ProLiant BL460c Gen9 /Intel® Xeon® E5-2640v3 (2.6GHz/8-core/20MB/90W)/ 64Gb RAM / 2 HDD 300Gb SAS 10K rpm 2,5" 6gb/s | CZ262501JN |  | Local Support 5x8, Next Business Day repair time | Rhel 6.5 | 2024-09-01 | 2027-08-31 | 100 |  | K | [8 empty] | 0 | 0 | 0 | 0 | 0
142 |  | HP ProLiant BL460c Gen9 /Intel® Xeon® E5-2640v3 (2.6GHz/8-core/20MB/90W)/ 64Gb RAM / 2 HDD 300Gb SAS 10K rpm 2,5" 6gb/s | CZ262501JQ |  | Local Support 5x8, Next Business Day repair time | Rhel 6.5 | 2024-09-01 | 2027-08-31 | 100 |  | K | [8 empty] | 0 | 0 | 0 | 0 | 0
143 |  | HP ProLiant BL460c Gen9 /Intel® Xeon® E5-2640v3 (2.6GHz/8-core/20MB/90W)/ 64Gb RAM / 2 HDD 300Gb SAS 10K rpm 2,5" 6gb/s | CZ262501JR |  | Local Support 5x8, Next Business Day repair time | Rhel 6.5 | 2024-09-01 | 2027-08-31 | 100 |  | K | [8 empty] | 0 | 0 | 0 | 0 | 0
144 |  | HP ProLiant BL460c Gen9 /Intel® Xeon® E5-2640v3 (2.6GHz/8-core/20MB/90W)/ 64Gb RAM / 2 HDD 300Gb SAS 10K rpm 2,5" 6gb/s | CZ262501JS |  | Local Support 5x8, Next Business Day repair time | Rhel 6.5 | 2024-09-01 | 2027-08-31 | 100 |  | K | [8 empty] | 0 | 0 | 0 | 0 | 0
145 |  | HP BLc7000 8 Full Height Blades/16 Half-Height Blades | CZ262500WD |  | Local Support 5x8, Next Business Day repair time |  | 2024-09-01 | 2027-08-31 | 100 |  | K | [8 empty] | 0 | 0 | 0 | 0 | 0
146 |  | HP D2700 Disk Enclosure 25 HDD 1To SAS 7200 rpm 2,5" 6gb/s | CZ2625052G |  | Local Support 5x8, Next Business Day repair time | ST | 2024-09-01 | 2027-08-31 | 100 |  | K | [8 empty] | 0 | 0 | 0 | 0 | 0
147 |  | HP D2700 Disk Enclosure 25 HDD 1To SAS 7200 rpm 2,5" 6gb/s | CZ2625052H |  | Local Support 5x8, Next Business Day repair time | ST | 2024-09-01 | 2027-08-31 | 100 |  | K | [8 empty] | 0 | 0 | 0 | 0 | 0
148 |  | Switch HP 5820-24XG-SFP+, 1HU, AC 300W, L3 | CN61H1P07X |  | Local Support 5x8, Next Business Day repair time | NS | 2024-09-01 | 2027-08-31 | 100 |  | K | [8 empty] | 0 | 0 | 0 | 0 | 0
149 |  | HP Proliant DL380 Gen 9/Intel® Xeon® E5-2620v3/2.4GHz/6-core/15MB/85W)/32Gb RAM / 16HDD 600Gb SAS 10K rpm 2,5" 6gb/s | CZJ6270FTD |  | Local Support 5x8, Next Business Day repair time | Rhel 6.5 | 2024-09-01 | 2027-08-31 | 100 |  | K | [8 empty] | 0 | 0 | 0 | 0 | 0
150 |  | HP ProLiant DL360p Gen8: 1×Intel Xeon E5-2609 (2.4Ghz/4-Core/10MB/6.4GT-s QPI/80W); 16GB RAM; 2×1TB 6G SAS 7.2k rpm HDD; 2×8Gb FC Dual port HBA; 1×HP Ethernet 1GbE 4 Ports 331FLR FIO Adapter | CZJ40601LN |  | HPE 24x7, 4 hrs repair time | Windows Server | 2024-09-01 | 2027-08-31 | 100 |  | K | [8 empty] | 0 | 0 | 0 | 0 | 0
151 |  | HP BL460c G7 X5650 / Redhat 5.5 | CZJ2260056 |  | Local Support 5x8, Next Business Day repair time | Windows Server | 2024-09-01 | 2027-08-31 | 100 |  | K | [8 empty] | 0 | 0 | 0 | 0 | 0
152 |  | P2000 G3 FC | 2S6223B105 |  | Local Support 5x8, Next Business Day repair time | Windows Server | 2024-09-01 | 2027-08-31 | 100 |  | K | [8 empty] | 0 | 0 | 0 | 0 | 0
153 |  | HP DL380p Gen8 V2 | CZ243005QH |  | Local Support 5x8, Next Business Day repair time | Windows Server | 2024-09-01 | 2027-08-31 | 100 |  | K | [8 empty] | 0 | 0 | 0 | 0 | 0
154 |  | HP BL460c G7 X5650 / Redhat 5.5 | CZJ2260055 |  | Local Support 5x8, Next Business Day repair time | Windows Server | 2024-09-01 | 2027-08-31 | 100 |  | K | [8 empty] | 0 | 0 | 0 | 0 | 0
155 |  | HP BL460c G7 X5650 | CZJ2260058 |  | Local Support 5x8, Next Business Day repair time | Windows Server | 2024-09-01 | 2027-08-31 | 100 |  | K | [8 empty] | 0 | 0 | 0 | 0 | 0
156 |  | HP DL380 G7 E5620 2*(Xeon -2.40Ghz) 3x4GB & 2x4GB : 20GB | SCZ212408BH |  | Local Support 5x8, Next Business Day repair time | Windows Server 2008 R2 Standard-SP1 | 2024-09-01 | 2027-08-31 | 100 |  | K | [8 empty] | 0 | 0 | 0 | 0 | 0
157 |  | HP BL460c G7 X5650 | CZJ20704L1 |  | Local Support 5x8, Next Business Day repair time |  | 2024-09-01 | 2027-08-31 | 100 |  | K | [8 empty] | 0 | 0 | 0 | 0 | 0
158 |  | HP DL380P G8 E5-2609 | CZ232901F8 |  | Local Support 5x8, Next Business Day repair time | Windows Server 2012 Standard | 2024-09-01 | 2027-08-31 | 100 |  | K | [8 empty] | 0 | 0 | 0 | 0 | 0
159 |  | HP DL380p Gen8 V2 | CZ243005QN |  | Local Support 5x8, Next Business Day repair time | Windows Server | 2024-09-01 | 2027-08-31 | 100 |  | K | [8 empty] | 0 | 0 | 0 | 0 | 0
160 |  | HP DL380Gen9 2P E5-2630v3 (8C,2.4GHz) / 128GB RAM / 2*300GB 10K SAS HDDs / (2) quad-port 1Gb Ethernet adapters / (2) dual-port 8Gb FC adapters / DVD-RW / RPS/ HP iLO Adv E-LTU | CZJ5120DHL |  | HPE 24x7, 4 hrs repair time | Windows Server | 2024-09-01 | 2027-08-31 | 100 |  | K | [8 empty] | 0 | 0 | 0 | 0 | 0
161 |  | HP ProLiant BL460c Gen8 | CZJ43102RV |  | Local Support 5x8, Next Business Day repair time | Windows Server | 2024-09-01 | 2027-08-31 | 100 |  | K | [8 empty] | 0 | 0 | 0 | 0 | 0
162 |  | HP ProLiant BL460c Gen8 | CZJ43102RY |  | Local Support 5x8, Next Business Day repair time | Windows Server | 2024-09-01 | 2027-08-31 | 100 |  | K | [8 empty] | 0 | 0 | 0 | 0 | 0
163 |  | HP ProLiant BL460c Gen8 | CZJ43102RX |  | Local Support 5x8, Next Business Day repair time | Windows Server | 2024-09-01 | 2027-08-31 | 100 |  | K | [8 empty] | 0 | 0 | 0 | 0 | 0
164 |  | HP ProLiant BL460c Gen8 | CZJ43102RT |  | Local Support 5x8, Next Business Day repair time | Windows Server | 2024-09-01 | 2027-08-31 | 100 |  | K | [8 empty] | 0 | 0 | 0 | 0 | 0
165 |  | HP Compaqdc7800 Intel Pentium Dual CPU E2200 @ 2.20.GHZ 3GB RAM | CNG8490BVL |  | Local Support 5x8, Next Business Day repair time |  | 2024-09-01 | 2027-08-31 | 100 |  | K | [8 empty] | 0 | 0 | 0 | 0 | 0
166 |  | HP BL460c G7 X5650 | CZJ226004L |  | Local Support 5x8, Next Business Day repair time | Windows Server | 2024-09-01 | 2027-08-31 | 100 |  | K | [8 empty] | 0 | 0 | 0 | 0 | 0
167 |  | HP DL380Gen9 2P E5-2630v3 (8C,2.4GHz) / 128GB RAM / 2*300GB 10K SAS HDDs / (2) quad-port 1Gb Ethernet adapters / (2) dual-port 8Gb FC adapters / DVD-RW / RPS/ HP iLO Adv E-LTU | CZJ5120DHN |  | HPE 24x7, 4 hrs repair time |  | 2024-09-01 | 2027-08-31 | 100 |  | K | [8 empty] | 0 | 0 | 0 | 0 | 0
168 |  | HP BL460G7 / redhat 5.5 | CZJ20704JS |  | Local Support 5x8, Next Business Day repair time | redhat 5.5 | 2024-09-01 | 2027-08-31 | 100 |  | K | [8 empty] | 0 | 0 | 0 | 0 | 0
169 |  | HP DL380Gen9 2P E5-2630v3 (8C,2.4GHz) / 128GB RAM / 2*300GB 10K SAS HDDs / (2) quad-port 1Gb Ethernet adapters / (2) dual-port 8Gb FC adapters / DVD-RW / RPS/ HP iLO Adv E-LTU | CZJ5120DHM |  | HPE 24x7, 4 hrs repair time |  | 2024-09-01 | 2027-08-31 | 100 |  | K | [8 empty] | 0 | 0 | 0 | 0 | 0
170 |  | HP BL460c G7 X5650 | CZJ226004V |  | Local Support 5x8, Next Business Day repair time | Windows Server | 2024-09-01 | 2027-08-31 | 100 |  | K | [8 empty] | 0 | 0 | 0 | 0 | 0
171 |  | HP BL460c G7 X5650 | CZJ226005L |  | Local Support 5x8, Next Business Day repair time | Windows Server | 2024-09-01 | 2027-08-31 | 100 |  | K | [8 empty] | 0 | 0 | 0 | 0 | 0
172 |  | ProLiant BL460c G7 - 2 x X5650 @ 2.67GHz - 6-core - 54 GB | CZJ2120LBC |  | Local Support 5x8, Next Business Day repair time | Windows Server | 2024-09-01 | 2027-08-31 | 100 |  | K | [8 empty] | 0 | 0 | 0 | 0 | 0
173 |  | ProLiant BL460c G7 - 2 x X5650 @ 2.67GHz - 6-core - 54 GB | CZJ2120L9S |  | Local Support 5x8, Next Business Day repair time | Windows Server | 2024-09-01 | 2027-08-31 | 100 |  | K | [8 empty] | 0 | 0 | 0 | 0 | 0
174 |  | HP DL380p Gen8 V2 | CZ243005QL |  | Local Support 5x8, Next Business Day repair time | Windows Server | 2024-09-01 | 2027-08-31 | 100 |  | K | [8 empty] | 0 | 0 | 0 | 0 | 0
175 |  | APC AP7920 | 5A1419E04055 |  | Local Support 5x8, Next Business Day repair time |  | 2024-09-01 | 2027-08-31 | 100 |  | K | [8 empty] | 0 | 0 | 0 | 0 | 0
176 |  | APC AP7920 | 5A1419E03928 / 5A1419E03938 |  | Local Support 5x8, Next Business Day repair time |  | 2024-09-01 | 2027-08-31 | 100 |  | K | [8 empty] | 0 | 0 | 0 | 0 | 0
177 |  | HP BLc7000 8 Full Height Blades/16 Half-Height Blades | CZ3430A0NC |  | Local Support 5x8, Next Business Day repair time |  | 2024-09-01 | 2027-08-31 | 100 |  | K | [8 empty] | 0 | 0 | 0 | 0 | 0
178 |  | HP BLc7000 8 Full Height Blades/16 Half-Height Blades | CZ3430A0NH |  | Local Support 5x8, Next Business Day repair time |  | 2024-09-01 | 2027-08-31 | 100 |  | K | [8 empty] | 0 | 0 | 0 | 0 | 0
179 |  | HP D2200sb PCIe Storage Blade with Smart Array | CZ3430A0L1 |  | Local Support 5x8, Next Business Day repair time |  | 2024-09-01 | 2027-08-31 | 100 |  | K | [8 empty] | 0 | 0 | 0 | 0 | 0
180 |  | HP D2200sb PCIe Storage Blade with Smart Array | CZ3430A0L2 |  | Local Support 5x8, Next Business Day repair time |  | 2024-09-01 | 2027-08-31 | 100 |  | K | [8 empty] | 0 | 0 | 0 | 0 | 0
181 |  | HP D2200sb PCIe Storage Blade with Smart Array | CZ3430A0TM |  | Local Support 5x8, Next Business Day repair time |  | 2024-09-01 | 2027-08-31 | 100 |  | K | [8 empty] | 0 | 0 | 0 | 0 | 0
182 |  | HP D2200sb PCIe Storage Blade with Smart Array | CZ3430A0L3 |  | Local Support 5x8, Next Business Day repair time |  | 2024-09-01 | 2027-08-31 | 100 |  | K | [8 empty] | 0 | 0 | 0 | 0 | 0
183 |  | HP D2200sb PCIe Storage Blade with Smart Array | CZ3430A0TN |  | Local Support 5x8, Next Business Day repair time |  | 2024-09-01 | 2027-08-31 | 100 |  | K | [8 empty] | 0 | 0 | 0 | 0 | 0
184 |  | HP D2700 Disk Enclosure | 7CE416P002 |  | Local Support 5x8, Next Business Day repair time |  | 2024-09-01 | 2027-08-31 | 100 |  | K | [8 empty] | 0 | 0 | 0 | 0 | 0
185 |  | HP D2200sb PCIe Storage Blade with Smart Array | CZ3430A0TL |  | Local Support 5x8, Next Business Day repair time |  | 2024-09-01 | 2027-08-31 | 100 |  | K | [8 empty] | 0 | 0 | 0 | 0 | 0
186 |  | HP D2700 Disk Enclosure | 7CE415P0H4 |  | Local Support 5x8, Next Business Day repair time |  | 2024-09-01 | 2027-08-31 | 100 |  | K | [8 empty] | 0 | 0 | 0 | 0 | 0
187 |  | HP BL460c G8 10Gb Intel(R) Xeon(R) CPU E5-2643 v2 @ 3.50GHz (6 Cores)v2 1P 288GB | CZJ4260001 |  | Local Support 5x8, Next Business Day repair time | Windows Server | 2024-09-01 | 2027-08-31 | 100 |  | K | [8 empty] | 0 | 0 | 0 | 0 | 0
188 |  | HP BL460c G8 10Gb Intel(R) Xeon(R) CPU E5-2643 v2 @ 3.50GHz (6 Cores)v2 1P 288GB | CZJ4260002 |  | Local Support 5x8, Next Business Day repair time | Windows Server | 2024-09-01 | 2027-08-31 | 100 |  | K | [8 empty] | 0 | 0 | 0 | 0 | 0
189 |  | HP Proliant DL380p G8 2E5-2690v2 (3.0GHz/10-core/25MB/130W) 2P/32GB-R (2x16GB) PC3-14900R (DDR3-1866) | CZ2452077N |  | Local Support 5x8, Next Business Day repair time | Windows Server | 2024-09-01 | 2027-08-31 | 100 |  | K | [8 empty] | 0 | 0 | 0 | 0 | 0
190 |  | HP D2700 Disk Enclosure | 7CE434P1FF |  | HPE 24x7, 4 hrs repair time | Windows Server | 2024-09-01 | 2027-08-31 | 100 |  | K | [8 empty] | 0 | 0 | 0 | 0 | 0
191 |  | HP BL460c G9 10Gb Intel(R) Xeon(R) CPU E5-2620 v3 | CZ251900C7 |  | HPE 24x7, 4 hrs repair time | Windows Server | 2024-09-01 | 2027-08-31 | 100 |  | K | [8 empty] | 0 | 0 | 0 | 0 | 0
192 |  | HP BL460c G9 10Gb Intel(R) Xeon(R) CPU E5-2620 v3 | CZ251900C8 |  | HPE 24x7, 4 hrs repair time | Windows Server | 2024-09-01 | 2027-08-31 | 100 |  | K | [8 empty] | 0 | 0 | 0 | 0 | 0
193 |  | HP BL460c G9 10Gb Intel(R) Xeon(R) CPU E5-2643 v3 @ 3.40Ghz (6 Cores) 12 Logical Processors - 9*32GB (PC4-2133P) | CZ25423384 |  | HPE 24x7, 4 hrs repair time | Windows Server | 2024-09-01 | 2027-08-31 | 100 |  | K | [8 empty] | 0 | 0 | 0 | 0 | 0
194 |  | HP BL460c G9 10Gb Intel(R) Xeon(R) CPU E5-2643 v3 @ 3.40Ghz (6 Cores) 12 Logical Processors - 9*32GB (PC4-2133P) | CZ25423385 |  | HPE 24x7, 4 hrs repair time | Windows Server | 2024-09-01 | 2027-08-31 | 100 |  | K | [8 empty] | 0 | 0 | 0 | 0 | 0
195 |  | HP BLc7000 CTO 3" LCD Plat Enclosure | CZ25430MJ1 |  | HPE 24x7, 4 hrs repair time | Windows Server | 2024-09-01 | 2027-08-31 | 100 |  | K | [8 empty] | 0 | 0 | 0 | 0 | 0
196 |  | HP blC vc fLEXfABRIC-20/40 F8 Module | 7C952900C1 |  | HPE 24x7, 4 hrs repair time | Windows Server | 2024-09-01 | 2027-08-31 | 100 |  | K | [8 empty] | 0 | 0 | 0 | 0 | 0
197 |  | HP blC vc fLEXfABRIC-20/40 F8 Module | 7C952900C3 |  | HPE 24x7, 4 hrs repair time | Windows Server | 2024-09-01 | 2027-08-31 | 100 |  | K | [8 empty] | 0 | 0 | 0 | 0 | 0
198 |  | HP BL460c G9 10Gb 2xIntel(R) Xeon(R) CPU E5-2697 v3 @ 2.60GHz (14 Cores) - 384GB | CZ25430MHY |  | HPE 24x7, 4 hrs repair time | Windows Server | 2024-09-01 | 2027-08-31 | 100 |  | K | [8 empty] | 0 | 0 | 0 | 0 | 0
199 |  | HP BL460c G9 10Gb 2xIntel(R) Xeon(R) CPU E5-2697 v3 @ 2.60GHz (14 Cores) - 384GB | CZ25430MJ0 |  | HPE 24x7, 4 hrs repair time | Windows Server | 2024-09-01 | 2027-08-31 | 100 |  | K | [8 empty] | 0 | 0 | 0 | 0 | 0
200 |  | HP BL460c G9 10Gb 2xIntel(R) Xeon(R) CPU E5-2697 v3 @ 2.60GHz (14 Cores) - 384GB | CZ25430MHZ |  | HPE 24x7, 4 hrs repair time | Windows Server | 2024-09-01 | 2027-08-31 | 100 |  | K | [8 empty] | 0 | 0 | 0 | 0 | 0
201 |  | 1 x HP ML310e G8 v2 1P x 4Cores 20Gb | CZ1552014Z |  | Local Support 5x8, Next Business Day repair time | Windows Server | 2024-09-01 | 2027-08-31 | 100 |  | K | [8 empty] | 0 | 0 | 0 | 0 | 0
202 |  | 1 x HP ML310e G8 v2 1P x 4Cores 20Gb | CZ155200D5 |  | Local Support 5x8, Next Business Day repair time | Windows Server | 2024-09-01 | 2027-08-31 | 100 |  | K | [8 empty] | 0 | 0 | 0 | 0 | 0
203 |  | 1 x HP ML310e G8 v2 1P x 4Cores 20Gb | CZ155200D6 |  | Local Support 5x8, Next Business Day repair time | Windows Server | 2024-09-01 | 2027-08-31 | 100 |  | K | [8 empty] | 0 | 0 | 0 | 0 | 0
204 |  | 1 x HP ML310e G8 v2 1P x 4Cores 20Gb | CZ155200D7 |  | Local Support 5x8, Next Business Day repair time | Windows Server | 2024-09-01 | 2027-08-31 | 100 |  | K | [8 empty] | 0 | 0 | 0 | 0 | 0
205 |  | 1 x HP ML310e G8 v2 1P x 4Cores 20Gb | CZ155200D8 |  | Local Support 5x8, Next Business Day repair time | Windows Server | 2024-09-01 | 2027-08-31 | 100 |  | K | [8 empty] | 0 | 0 | 0 | 0 | 0
206 |  | HP BL460c G9 10Gb/20Gb FLB | CZ261005VY |  | HPE 24x7, 4 hrs repair time | Windows Server | 2024-09-01 | 2027-08-31 | 100 |  | K | [8 empty] | 0 | 0 | 0 | 0 | 0
207 |  | HP BL460c G9 10Gb/20Gb FLB | CZ261005VZ |  | HPE 24x7, 4 hrs repair time | Windows Server | 2024-09-01 | 2027-08-31 | 100 |  | K | [8 empty] | 0 | 0 | 0 | 0 | 0
208 |  | HP BL460c G9 10Gb/20Gb FLB | CZ261005W0 |  | HPE 24x7, 4 hrs repair time | Windows Server | 2024-09-01 | 2027-08-31 | 100 |  | K | [8 empty] | 0 | 0 | 0 | 0 | 0
209 |  | HP BL460c G9 10Gb/20Gb FLB | CZ261005W1 |  | HPE 24x7, 4 hrs repair time | Windows Server | 2024-09-01 | 2027-08-31 | 100 |  | K | [8 empty] | 0 | 0 | 0 | 0 | 0
210 |  | HP DL360p G8 8-SFF CTO Srv | CZ361041NE |  | Local Support 5x8, Next Business Day repair time | Windows Server | 2024-09-01 | 2027-08-31 | 100 |  | K | [8 empty] | 0 | 0 | 0 | 0 | 0
211 |  | HP BL460c G9 10Gb/20Gb FLB | CZ261005W2 |  | HPE 24x7, 4 hrs repair time | Windows Server | 2024-09-01 | 2027-08-31 | 100 |  | K | [8 empty] | 0 | 0 | 0 | 0 | 0
212 |  | HP BL460c G9 10Gb/20Gb FLB | CZ262601P7 |  | HPE 24x7, 4 hrs repair time | Windows Server | 2024-09-01 | 2027-08-31 | 100 |  | K | [8 empty] | 0 | 0 | 0 | 0 | 0
213 |  | HP BL460c G9 10Gb/20Gb FLB | CZ262601P8 |  | HPE 24x7, 4 hrs repair time | Windows Server | 2024-09-01 | 2027-08-31 | 100 |  | K | [8 empty] | 0 | 0 | 0 | 0 | 0
214 |  | HP BL460c G9 10Gb/20Gb FLB | CZ262601P9 |  | HPE 24x7, 4 hrs repair time | Windows Server | 2024-09-01 | 2027-08-31 | 100 |  | K | [8 empty] | 0 | 0 | 0 | 0 | 0
215 |  | HP BL460c G9 10Gb/20Gb FLB | CZ262601PB |  | HPE 24x7, 4 hrs repair time | Windows Server | 2024-09-01 | 2027-08-31 | 100 |  | K | [8 empty] | 0 | 0 | 0 | 0 | 0
216 |  | HP BL460c G9 10Gb/20Gb FLB | CZ262803CQ |  | HPE 24x7, 4 hrs repair time | Windows Server | 2024-09-01 | 2027-08-31 | 100 |  | K | [8 empty] | 0 | 0 | 0 | 0 | 0
217 |  | HP DL380 G8 | CZ23250HFM |  | Local Support 5x8, Next Business Day repair time |  | 2024-09-01 | 2027-08-31 | 100 |  | K | [8 empty] | 0 | 0 | 0 | 0 | 0
218 |  | HP DL380 G8 | CZ23250HFN |  | Local Support 5x8, Next Business Day repair time |  | 2024-09-01 | 2027-08-31 | 100 |  | K | [8 empty] | 0 | 0 | 0 | 0 | 0
219 |  | HP 3PAR 8440 ( SAID:108317630348) | SAID: 1083 1763 0348 CZ36135CY8 |  | HPE 24x7, 4 hrs repair time | Storage | 2024-09-01 | 2027-08-31 | 100 |  | K | [8 empty] | 0 | 0 | 0 | 0 | 0
220 |  | SAN Switch SN300B ( SAID: 108317630348) | SAID: 1083 1763 0348 CZC65027RW |  | HPE 24x7, 4 hrs repair time | SANSW | 2024-09-01 | 2027-08-31 | 100 |  | K | [8 empty] | 0 | 0 | 0 | 0 | 0
221 |  | SAN Switch SN300B ( SAID: 108317630348) | SAID: 1083 1763 0348 CZC65027RY |  | HPE 24x7, 4 hrs repair time | SANSW | 2024-09-01 | 2027-08-31 | 100 |  | K | [8 empty] | 0 | 0 | 0 | 0 | 0
222 |  | ProLiant DL380 Gen9 | CZJ61902M7 |  | HPE 24x7, 4 hrs repair time | RHEL | 2024-09-01 | 2027-08-31 | 100 |  | K | [8 empty] | 0 | 0 | 0 | 0 | 0
223 |  | ProLiant DL380 Gen9 | CZJ61902M8 |  | HPE 24x7, 4 hrs repair time | RHEL | 2024-09-01 | 2027-08-31 | 100 |  | K | [8 empty] | 0 | 0 | 0 | 0 | 0
224 |  | REHL ssupport qt 2 | SAID: 1084 9899 2973 |  | HPE 24x7, 4 hrs repair time | RHEL | 2024-09-01 | 2027-08-31 | 100 |  | K | [8 empty] | 0 | 0 | 0 | 0 | 0
225 |  | HP oneView | SAID: 1084 9899 2393 |  | HPE 24x7, 4 hrs repair time | OV | 2024-09-01 | 2027-08-31 | 100 |  | K | [8 empty] | 0 | 0 | 0 | 0 | 0
226 |  | DL380 G9 | CZ3732JLTV |  | HPE 24x7, 4 hrs repair time | RHEL | 2024-09-01 | 2027-08-31 | 100 |  | K | [8 empty] | 0 | 0 | 0 | 0 | 0
227 |  | DL380 Gen9 | CZJ62517V9 |  | HPE 24x7, 4 hrs repair time | RHEL | 2024-09-01 | 2027-08-31 | 100 |  | K | [8 empty] | 0 | 0 | 0 | 0 | 0
228 |  | DL380 Gen9 | CZJ6240YPF |  | HPE 24x7, 4 hrs repair time | RHEL | 2024-09-01 | 2027-08-31 | 100 |  | K | [8 empty] | 0 | 0 | 0 | 0 | 0
229 |  | DL380 Gen9 | CZJ6240YPC |  | HPE 24x7, 4 hrs repair time | RHEL | 2024-09-01 | 2027-08-31 | 100 |  | K | [8 empty] | 0 | 0 | 0 | 0 | 0
230 |  | DL380 Gen9 | CZJ6240YPG |  | HPE 24x7, 4 hrs repair time | RHEL | 2024-09-01 | 2027-08-31 | 100 |  | K | [8 empty] | 0 | 0 | 0 | 0 | 0
231 |  | DL380 Gen9 | CZJ6240YPD |  | HPE 24x7, 4 hrs repair time | RHEL | 2024-09-01 | 2027-08-31 | 100 |  | K | [8 empty] | 0 | 0 | 0 | 0 | 0
232 |  | DL380 Gen9 | CZJ6240LKQ |  | HPE 24x7, 4 hrs repair time | RHEL | 2024-09-01 | 2027-08-31 | 100 |  | K | [8 empty] | 0 | 0 | 0 | 0 | 0
233 |  | RHEL Svr 2 Sckt/2 Gst 3yr 24x7 E-LTU | SAID: 1084 9898 5826 |  | HPE 24x7, 4 hrs repair time | RHEL | 2024-09-01 | 2027-08-31 | 100 |  | K | [8 empty] | 0 | 0 | 0 | 0 | 0
234 |  | RHEL Svr 2 Sckt/2 Gst 3yr 24x7 E-LTU | SAID: 1084 9898 6079 |  | HPE 24x7, 4 hrs repair time | RHEL | 2024-09-01 | 2027-08-31 | 100 |  | K | [8 empty] | 0 | 0 | 0 | 0 | 0
235 |  | 4 x RHEL | SAID: 1084 1122 8530 |  | HPE 24x7, 4 hrs repair time | RHEL | 2024-09-01 | 2027-08-31 | 100 |  | K | [8 empty] | 0 | 0 | 0 | 0 | 0
236 |  | Service Guard over Redhat | SAID: 1084 9896 1754 |  | HPE 24x7, 4 hrs repair time | SG | 2024-09-01 | 2027-08-31 | 100 |  | K | [8 empty] | 0 | 0 | 0 | 0 | 0
237 |  | 3PAR 8K Expan: Encl, 1.2TB (K2P93A) 1.92TB(K2P89A) 6TB (K2P96A) "SAID1084 1122 8607" | SAID: 1084 1122 8607 |  | HPE 24x7, 4 hrs repair time | Storage | 2024-09-01 | 2027-08-31 | 100 |  | K | [8 empty] | 0 | 0 | 0 | 0 | 0
238 |  | 4 x DL360 Gen9, MSL6480Expansion , ILO adv, OV CZJ70109TL CZJ70109TF CZJ70109TG CZJ7020047 | SAID: 1084 1122 8470 CZJ70109TL CZJ70109TF CZJ70109TG CZJ7020047 |  | HPE 24x7, 4 hrs repair time | Mixed | 2024-09-01 | 2027-08-31 | 100 |  | K | [8 empty] | 0 | 0 | 0 | 0 | 0
239 |  | BL860c i2 CZ3219HS8K | SAID: 1082 3977 9711 CZ3219HS8K |  | HPE 24x7, 4 hrs repair time | Mixed | 2024-09-01 | 2027-08-31 | 100 |  | K | [8 empty] | 0 | 0 | 0 | 0 | 0
240 |  | HP-UX 11i v3 | SAID: 1082 3977 9711 |  | HPE 24x7, 4 hrs repair time | Mixed | 2024-09-01 | 2027-08-31 | 100 |  | K | [8 empty] | 0 | 0 | 0 | 0 | 0
241 |  | RHEL Svr 2 Sckt/2 Gst | SAID: 1082 3977 9711 |  | HPE 24x7, 4 hrs repair time | Mixed | 2024-09-01 | 2027-08-31 | 100 |  | K | [8 empty] | 0 | 0 | 0 | 0 | 0
242 |  | MSA P2000 G3 | 2S6207B340 |  | Local Support 5x8, Next Business Day repair time | Mixed | 2024-09-01 | 2027-08-31 | 100 |  | K | [8 empty] | 0 | 0 | 0 | 0 | 0
243 |  | 2 x DL980G7 CZ3326HX47 CZ3326HX5C 2 x DL360pG8 CZJ32704K5/6 RHEL Svr 2 Sckt/2 HP SGLX | SAID: 1082 3978 0252 2 x DL980G7 CZ3326HX47 CZ3326HX5C 2 x DL360pG8 CZJ32704K5/6 RHEL Svr 2 Sckt/2 HP SGLX |  | Local Support 5x8, Next Business Day repair time | Mixed | 2024-09-01 | 2027-08-31 | 100 |  | K | [8 empty] | 0 | 0 | 0 | 0 | 0
244 |  | 4xDL580G7 SN: CZJ3030NVP , CZJ30411N2, CZJ30411N3, CZJ30411N0 RHEL Svr 2 Sckt/2 RH HA 2 Sckt/2 Gst Qty 4 2 Brocade 300 SN: CZC301T1ZD, CZC301T300 1 P2000 SN: 2S6249B091 | 4 x DL580G7 SN: CZJ3030NVP , CZJ30411N2, CZJ30411N3, CZJ30411N0 RHEL Svr 2 Sckt/2 RH HA 2 Sckt/2 Gst Qty 4 2 Brocade 300 SN: CZC301T1ZD, CZC301T300 1 P2000 SN: 2S6249B091 |  | Local Support 5x8, Next Business Day repair time | Mixed | 2024-09-01 | 2027-08-31 | 100 |  | K | [8 empty] | 0 | 0 | 0 | 0 | 0
245 |  | HPE Foundation Care 24x7, 6 Hour Call-To-Repair Local HW Support | SAID: 1083 9543 8989 |  | HPE 24x7, 4 hrs repair time | Mixed | 2024-09-01 | 2027-08-31 | 100 |  | K | [8 empty] | 0 | 0 | 0 | 0 | 0
246 |  | BLc7000 CZ32025NEA SB1760c 2 x BL870c i2 CZ32025NEB/DW HP-UX 11i v3 HP-UX 11i v3 Serviceguard | SAID: 1082 3977 9591 |  | HPE 24x7, 4 hrs repair time | Mixed | 2024-09-01 | 2027-08-31 | 100 |  | K | [8 empty] | 0 | 0 | 0 | 0 | 0
247 |  | MSA P2000 SN: 2S6206C485 D2700 5C7238P00R D2700 5C7239P0XX | 2S6206C485 5C7238P00R 5C7239P0XX |  | Local Support 5x8, Next Business Day repair time | ST | 2024-09-01 | 2027-08-31 | 100 |  | K | [8 empty] | 0 | 0 | 0 | 0 | 0
248 |  | 2 x DL980G7 SGH514W1BV GH514W1BT 5 x DL360pG8 CZJ51407R1/2/3/4/5 HPE SGLX Base x86 | SAID: 1082 1253 3649 2 x DL980G7 SGH514W1BV GH514W1BT 5 x DL360pG8 CZJ51407R1/2/3/4/5 HPE SGLX Base x86 |  | Local Support 5x8, Next Business Day repair time | Mixed | 2024-09-01 | 2027-08-31 | 100 |  | K | [8 empty] | 0 | 0 | 0 | 0 | 0
249 |  | 13 x G3J30AAE RHEL Svr 2 Sckt/2 | SAID: 1082 1254 1169 13 x G3J30AAE RHEL Svr 2 Sckt/2 |  | Local Support 5x8, Next Business Day repair time | Mixed | 2024-09-01 | 2027-08-31 | 100 |  | K | [8 empty] | 0 | 0 | 0 | 0 | 0
250 |  | HP ProLiant DL580 G7 | CZJ43004JK |  | Local Support 5x8, Next Business Day repair time | RHEL | 2024-09-01 | 2027-08-31 | 100 |  | K | [8 empty] | 0 | 0 | 0 | 0 | 0
251 |  | HP D2600 Disk Enclosure | 7CE414P0KW |  | Local Support 5x8, Next Business Day repair time | ST | 2024-09-01 | 2027-08-31 | 100 |  | K | [8 empty] | 0 | 0 | 0 | 0 | 0
252 |  | HP ProLiant DL580 G7 | CZJ43004JM |  | Local Support 5x8, Next Business Day repair time | RHEL | 2024-09-01 | 2027-08-31 | 100 |  | K | [8 empty] | 0 | 0 | 0 | 0 | 0
253 |  | HP D2600 Disk Enclosure | 7CE412P08Y |  | Local Support 5x8, Next Business Day repair time | ST | 2024-09-01 | 2027-08-31 | 100 |  | K | [8 empty] | 0 | 0 | 0 | 0 | 0
254 |  | HP ProLiant DL580 G7 | CZJ43102LG |  | Local Support 5x8, Next Business Day repair time | RHEL | 2024-09-01 | 2027-08-31 | 100 |  | K | [8 empty] | 0 | 0 | 0 | 0 | 0
255 |  | HP D2600 Disk Enclosure | 7CE415P09H |  | Local Support 5x8, Next Business Day repair time | ST | 2024-09-01 | 2027-08-31 | 100 |  | K | [8 empty] | 0 | 0 | 0 | 0 | 0
256 |  | HPE DL360 G10 8SFF CTO Server HPE DL360 G10 Intel Xeon Silver 4110 (2.1Ghz - 8Cores) | CZJ81902LG |  | Local Support 5x8, Next Business Day repair time | Windows Server | 2024-09-01 | 2027-08-31 | 100 |  | K | [8 empty] | 0 | 0 | 0 | 0 | 0
257 |  | HPE DL360 G10 8SFF CTO Server HPE DL360 G10 Intel Xeon Silver 4110 (2.1Ghz - 8Cores) | CZJ81902LH |  | Local Support 5x8, Next Business Day repair time | Windows Server | 2024-09-01 | 2027-08-31 | 100 |  | K | [8 empty] | 0 | 0 | 0 | 0 | 0
258 |  | HPE DL360 G10 8SFF CTO Server HPE DL360 G10 Intel Xeon Silver 4110 (2.1Ghz - 8Cores) with HPE SN1100Q 16Gb 1p FC HBA | CZJ81902LJ |  | Local Support 5x8, Next Business Day repair time | Windows Server | 2024-09-01 | 2027-08-31 | 100 |  | K | [8 empty] | 0 | 0 | 0 | 0 | 0
259 |  | HPE DL360 G10 8SFF CTO Server HPE DL360 G10 Intel Xeon Silver 4110 (2.1Ghz - 8Cores) | CZJ81902LK |  | Local Support 5x8, Next Business Day repair time | Windows Server | 2024-09-01 | 2027-08-31 | 100 |  | K | [8 empty] | 0 | 0 | 0 | 0 | 0
260 |  | HPE DL360 G10 8SFF CTO Server HPE DL360 G10 Intel Xeon Silver 4110 (2.1Ghz - 8Cores) | CZJ81902LL |  | Local Support 5x8, Next Business Day repair time | Windows Server | 2024-09-01 | 2027-08-31 | 100 |  | K | [8 empty] | 0 | 0 | 0 | 0 | 0
261 |  | HPE DL360 G10 8SFF CTO Server HPE DL360 G10 Intel Xeon Silver 4110 (2.1Ghz - 8Cores) with HPE SN1100Q 16Gb 1p FC HBA | CZJ81902LM |  | Local Support 5x8, Next Business Day repair time | Windows Server | 2024-09-01 | 2027-08-31 | 100 |  | K | [8 empty] | 0 | 0 | 0 | 0 | 0
262 |  | HPE DL360 G10 8SFF CTO Server HPE DL360 G10 Intel Xeon Silver 4110 (2.1Ghz - 8Cores) | CZJ81902LN |  | Local Support 5x8, Next Business Day repair time | Windows Server | 2024-09-01 | 2027-08-31 | 100 |  | K | [8 empty] | 0 | 0 | 0 | 0 | 0
263 |  | HP DL 380G9/E5-2620V4 / 16GB / 3x300GB | CZJ7510GMG |  | Local Support 5x8, Next Business Day repair time | Windows Server | 2024-09-01 | 2027-08-31 | 100 |  | K | [8 empty] | 0 | 0 | 0 | 0 | 0
264 |  | ProLiant DL380 G6 | CZC9506Q7D |  | Local Support 5x8, Next Business Day repair time | RHEL | 2024-09-01 | 2027-08-31 | 100 |  | K | [8 empty] | 0 | 0 | 0 | 0 | 0
265 |  | HPE ProLiant DL380 Gen10 | CZ28390FXS |  | HPE 24x7, 4 hrs repair time | RHEL | 2024-09-01 | 2027-08-31 | 100 |  | K | [8 empty] | 0 | 0 | 0 | 0 | 0
266 |  | HPE Apollo 4200 Gen9 | CZ28400F0Q |  | HPE 24x7, 4 hrs repair time | RHEL | 2024-09-01 | 2027-08-31 | 100 |  | K | [8 empty] | 0 | 0 | 0 | 0 | 0
267 |  | HPE ProLiant DL380 Gen10 | CZ28390FXR |  | HPE 24x7, 4 hrs repair time | RHEL | 2024-09-01 | 2027-08-31 | 100 |  | K | [8 empty] | 0 | 0 | 0 | 0 | 0
268 |  | HP OfficeConnect 1820 | CN85GMW843 |  | HPE 24x7, 4 hrs repair time | SW | 2024-09-01 | 2027-08-31 | 100 |  | K | [8 empty] | 0 | 0 | 0 | 0 | 0
269 |  | HP OfficeConnect 1820 | CN85GMW7Y0 |  | HPE 24x7, 4 hrs repair time | SW | 2024-09-01 | 2027-08-31 | 100 |  | K | [8 empty] | 0 | 0 | 0 | 0 | 0
270 |  | HP ProLiant DL580 GEN10 | CZJ84007W1 |  | HPE 24x7, 4 hrs repair time | RHEL | 2024-09-01 | 2027-08-31 | 100 |  | K | [8 empty] | 0 | 0 | 0 | 0 | 0
271 |  | HP ProLiant DL580 GEN10 | CZJ84007W2 |  | HPE 24x7, 4 hrs repair time | RHEL | 2024-09-01 | 2027-08-31 | 100 |  | K | [8 empty] | 0 | 0 | 0 | 0 | 0
272 |  | HP ProLiant DL380 GEN10 | CZ284003TM |  | HPE 24x7, 4 hrs repair time | RHEL | 2024-09-01 | 2027-08-31 | 100 |  | K | [8 empty] | 0 | 0 | 0 | 0 | 0
273 |  | HP ProLiant DL580 GEN10 | CZJ84007W0 |  | HPE 24x7, 4 hrs repair time | RHEL | 2024-09-01 | 2027-08-31 | 100 |  | K | [8 empty] | 0 | 0 | 0 | 0 | 0
274 |  | HPE Proliant DL380 Gen10 | CZ29140CZ2 |  | HPE 24x7, 4 hrs repair time | rhel | 2024-09-01 | 2027-08-31 | 100 |  | K | [8 empty] | 0 | 0 | 0 | 0 | 0
275 |  | HPE Proliant DL380 Gen10 | CZ29140CYZ |  | HPE 24x7, 4 hrs repair time | rhel | 2024-09-01 | 2027-08-31 | 100 |  | K | [8 empty] | 0 | 0 | 0 | 0 | 0
276 |  | HPE Proliant DL380 Gen10 | CZ29140CZ1 |  | HPE 24x7, 4 hrs repair time | rhel | 2024-09-01 | 2027-08-31 | 100 |  | K | [8 empty] | 0 | 0 | 0 | 0 | 0
277 |  | HPE Proliant DL380 Gen10 | CZ29140CZ0 |  | HPE 24x7, 4 hrs repair time | rhel | 2024-09-01 | 2027-08-31 | 100 |  | K | [8 empty] | 0 | 0 | 0 | 0 | 0
278 |  | HPE Proliant DL380 Gen10 | CZ29140CZ5 |  | HPE 24x7, 4 hrs repair time | rhel | 2024-09-01 | 2027-08-31 | 100 |  | K | [8 empty] | 0 | 0 | 0 | 0 | 0
279 |  | HPE Proliant DL380 Gen10 | CZ29140CZ7 |  | HPE 24x7, 4 hrs repair time | rhel | 2024-09-01 | 2027-08-31 | 100 |  | K | [8 empty] | 0 | 0 | 0 | 0 | 0
280 |  | HPE Proliant DL380 Gen10 | CZ29140CZ4 |  | HPE 24x7, 4 hrs repair time | rhel | 2024-09-01 | 2027-08-31 | 100 |  | K | [8 empty] | 0 | 0 | 0 | 0 | 0
281 |  | HPE Proliant DL380 Gen10 | CZ29140CZ8 |  | HPE 24x7, 4 hrs repair time | rhel | 2024-09-01 | 2027-08-31 | 100 |  | K | [8 empty] | 0 | 0 | 0 | 0 | 0
282 |  | HPE Proliant DL380 Gen10 | CZ29140CZ6 |  | HPE 24x7, 4 hrs repair time | rhel | 2024-09-01 | 2027-08-31 | 100 |  | K | [8 empty] | 0 | 0 | 0 | 0 | 0
283 |  | HPE Proliant DL380 Gen10 | CZ29140CZ3 |  | HPE 24x7, 4 hrs repair time | rhel | 2024-09-01 | 2027-08-31 | 100 |  | K | [8 empty] | 0 | 0 | 0 | 0 | 0
284 |  | ProLiant DL380 Gen10 | CZ283902TV |  | HPE 24x7, 4 hrs repair time | RHEL | 2024-09-01 | 2027-08-31 | 100 |  | K | [8 empty] | 0 | 0 | 0 | 0 | 0
285 |  | ProLiant DL380 Gen10 | CZ283902TW |  | HPE 24x7, 4 hrs repair time | RHEL | 2024-09-01 | 2027-08-31 | 100 |  | K | [8 empty] | 0 | 0 | 0 | 0 | 0
286 |  | ProLiant DL380 Gen10 | CZ283902TT |  | HPE 24x7, 4 hrs repair time | RHEL | 2024-09-01 | 2027-08-31 | 100 |  | K | [8 empty] | 0 | 0 | 0 | 0 | 0
287 |  | DL 380 G6 | CZ21360CSC |  | Local Support 5x8, Next Business Day repair time | Windows Server | 2024-09-01 | 2027-08-31 | 100 |  | K | [8 empty] | 0 | 0 | 0 | 0 | 0
288 |  | ProLiant DL380p Gen8 | CZ33098T9Y |  | HPE 24x7, 4 hrs repair time | RHEL | 2024-09-01 | 2027-08-31 | 100 |  | K | [8 empty] | 0 | 0 | 0 | 0 | 0
289 |  | ProLiant DL380p Gen8 | CZ33098TA1 |  | HPE 24x7, 4 hrs repair time | RHEL | 2024-09-01 | 2027-08-31 | 100 |  | K | [8 empty] | 0 | 0 | 0 | 0 | 0
290 |  | ProLiant DL360 Gen9 | CZJ8040FPY |  | HPE 24x7, 4 hrs repair time | Windows Server | 2024-09-01 | 2027-08-31 | 100 |  | K | [8 empty] | 0 | 0 | 0 | 0 | 0
291 |  | ProLiant DL360 Gen9 | CZJ8040FPZ |  | HPE 24x7, 4 hrs repair time | Windows Server | 2024-09-01 | 2027-08-31 | 100 |  | K | [8 empty] | 0 | 0 | 0 | 0 | 0
292 |  | ProLiant DL360 Gen9 | CZJ8040FPX |  | HPE 24x7, 4 hrs repair time | Windows Server | 2024-09-01 | 2027-08-31 | 100 |  | K | [8 empty] | 0 | 0 | 0 | 0 | 0
293 |  | ProLiant DL380 Gen10 | CZ28300G2F |  | HPE 24x7, 4 hrs repair time | RHEL | 2024-09-01 | 2027-08-31 | 100 |  | K | [8 empty] | 0 | 0 | 0 | 0 | 0
294 |  | ProLiant DL360 Gen10 | CZJ8420203 |  | HPE 24x7, 4 hrs repair time | RHEL | 2024-09-01 | 2027-08-31 | 100 |  | K | [8 empty] | 0 | 0 | 0 | 0 | 0
295 |  | ProLiant DL360 Gen10 | CZJ8420204 |  | HPE 24x7, 4 hrs repair time | RHEL | 2024-09-01 | 2027-08-31 | 100 |  | K | [8 empty] | 0 | 0 | 0 | 0 | 0
296 |  | ProLiant DL360 Gen10 | CZJ8420201 |  | HPE 24x7, 4 hrs repair time | RHEL | 2024-09-01 | 2027-08-31 | 100 |  | K | [8 empty] | 0 | 0 | 0 | 0 | 0
297 |  | ProLiant DL360 Gen10 | CZJ8420202 |  | HPE 24x7, 4 hrs repair time | RHEL | 2024-09-01 | 2027-08-31 | 100 |  | K | [8 empty] | 0 | 0 | 0 | 0 | 0
298 |  | ProLiant DL360 Gen10 | CZJ7180JG1 |  | HPE 24x7, 4 hrs repair time | RHEL | 2024-09-01 | 2027-08-31 | 100 |  | K | [8 empty] | 0 | 0 | 0 | 0 | 0
299 |  | ProLiant DL360 Gen10 | CZJ905042Z |  | HPE 24x7, 4 hrs repair time | RHEL | 2024-09-01 | 2027-08-31 | 100 |  | K | [8 empty] | 0 | 0 | 0 | 0 | 0
300 |  | ProLiant DL360 Gen10 | CZJ937018P |  | HPE 24x7, 4 hrs repair time | RHEL | 2024-09-01 | 2027-08-31 | 100 |  | K | [8 empty] | 0 | 0 | 0 | 0 | 0
301 |  | ProLiant DL360 Gen10 | CZJ937018N |  | HPE 24x7, 4 hrs repair time | RHEL | 2024-09-01 | 2027-08-31 | 100 |  | K | [8 empty] | 0 | 0 | 0 | 0 | 0
302 |  | ProLiant DL360 Gen10 | CZJ84201ZZ |  | HPE 24x7, 4 hrs repair time | RHEL | 2024-09-01 | 2027-08-31 | 100 |  | K | [8 empty] | 0 | 0 | 0 | 0 | 0
303 |  | ProLiant DL360 Gen10 | CZJ84201ZY |  | HPE 24x7, 4 hrs repair time | RHEL | 2024-09-01 | 2027-08-31 | 100 |  | K | [8 empty] | 0 | 0 | 0 | 0 | 0
304 |  | HP DL380 G10 | CZ28510C6D |  | HPE 24x7, 4 hrs repair time | RHEL | 2024-09-01 | 2027-08-31 | 100 |  | K | [8 empty] | 0 | 0 | 0 | 0 | 0
305 |  | HP DL380 G10 | CZ28510C6K |  | HPE 24x7, 4 hrs repair time | RHEL | 2024-09-01 | 2027-08-31 | 100 |  | K | [8 empty] | 0 | 0 | 0 | 0 | 0
306 |  | HP DL380 G10 | CZ28510C6J |  | HPE 24x7, 4 hrs repair time | RHEL | 2024-09-01 | 2027-08-31 | 100 |  | K | [8 empty] | 0 | 0 | 0 | 0 | 0
307 |  | HP DL380 G10 | CZ28510C6F |  | HPE 24x7, 4 hrs repair time | RHEL | 2024-09-01 | 2027-08-31 | 100 |  | K | [8 empty] | 0 | 0 | 0 | 0 | 0
308 |  | HP DL380 G10 | CZ28510C6H |  | HPE 24x7, 4 hrs repair time | RHEL | 2024-09-01 | 2027-08-31 | 100 |  | K | [8 empty] | 0 | 0 | 0 | 0 | 0
309 |  | HP DL380 G10 | CZ28510C6G |  | HPE 24x7, 4 hrs repair time | RHEL | 2024-09-01 | 2027-08-31 | 100 |  | K | [8 empty] | 0 | 0 | 0 | 0 | 0
310 |  | HP DL380 G10 | CZ28510C6M |  | HPE 24x7, 4 hrs repair time | RHEL | 2024-09-01 | 2027-08-31 | 100 |  | K | [8 empty] | 0 | 0 | 0 | 0 | 0
311 |  | HP DL380 G10 | CZ28510C6C |  | HPE 24x7, 4 hrs repair time | RHEL | 2024-09-01 | 2027-08-31 | 100 |  | K | [8 empty] | 0 | 0 | 0 | 0 | 0
312 |  | HP DL380 G10 | CZ28510C6L |  | HPE 24x7, 4 hrs repair time | RHEL | 2024-09-01 | 2027-08-31 | 100 |  | K | [8 empty] | 0 | 0 | 0 | 0 | 0
313 |  | HP DL360 G10 | CZJ85101HQ |  | HPE 24x7, 4 hrs repair time | RHEL | 2024-09-01 | 2027-08-31 | 100 |  | K | [8 empty] | 0 | 0 | 0 | 0 | 0
314 |  | HP DL360 G10 | CZJ85101HR |  | HPE 24x7, 4 hrs repair time | RHEL | 2024-09-01 | 2027-08-31 | 100 |  | K | [8 empty] | 0 | 0 | 0 | 0 | 0
315 |  | HP DL360 G10 | CZJ85101HP |  | HPE 24x7, 4 hrs repair time | RHEL | 2024-09-01 | 2027-08-31 | 100 |  | K | [8 empty] | 0 | 0 | 0 | 0 | 0
316 |  | HPE_3PAR 8200 | CZ29020H4W |  | HPE 24x7, 4 hrs repair time | Storage | 2024-09-01 | 2027-08-31 | 100 |  | K | [8 empty] | 0 | 0 | 0 | 0 | 0
317 |  | HPE_3PAR 8200 | CZ29020H4X |  | HPE 24x7, 4 hrs repair time | Storage | 2024-09-01 | 2027-08-31 | 100 |  | K | [8 empty] | 0 | 0 | 0 | 0 | 0
318 |  | MSL G3 4048 | MXA748Z0KF |  | HPE 24x7, 4 hrs repair time | TL | 2024-09-01 | 2027-08-31 | 100 |  | K | [8 empty] | 0 | 0 | 0 | 0 | 0
319 |  | MSL 4048 | DEC743009D |  | HPE 24x7, 4 hrs repair time | TL | 2024-09-01 | 2027-08-31 | 100 |  | K | [8 empty] | 0 | 0 | 0 | 0 | 0
320 |  | DL380 | CZJ84800Y1 |  | HPE 24x7, 4 hrs repair time | Windows Server | 2024-09-01 | 2027-08-31 | 100 |  | K | [8 empty] | 0 | 0 | 0 | 0 | 0
321 |  | Dl380 | CZJ84800Y2 |  | HPE 24x7, 4 hrs repair time | Windows Server | 2024-09-01 | 2027-08-31 | 100 |  | K | [8 empty] | 0 | 0 | 0 | 0 | 0
322 |  | MSL G3 4048 | DEC8460180 |  | HPE 24x7, 4 hrs repair time | TL | 2024-09-01 | 2027-08-31 | 100 |  | K | [8 empty] | 0 | 0 | 0 | 0 | 0
323 |  | MSL G3 4048 | DEC846017W |  | HPE 24x7, 4 hrs repair time | TL | 2024-09-01 | 2027-08-31 | 100 |  | K | [8 empty] | 0 | 0 | 0 | 0 | 0
324 |  | HP MSA2312sa DC Modular Smart Array | 2S6015D087 |  | Local Support 5x8, Next Business Day repair time | Storage | 2024-09-01 | 2027-08-31 | 100 |  | K | [8 empty] | 0 | 0 | 0 | 0 | 0
325 | HP DL 360G10 2P E5-2640v3 (8C, 2.6Ghz) 128GB RAM, 4x300GB 10K SAS HDDs (4) 1Gb NICs, Dual Port 8Gb Fibre Channel HBA, DVD-RW, RPS | HP DL 360G10 2P E5-2640v3 (8C, 2.6Ghz) 128GB RAM, 4x300GB 10K SAS HDDs (4) 1Gb NICs, Dual Port 8Gb Fibre Channel HBA, DVD-RW, RPS | CZJ8290W1T |  | HPE 24x7, 4 hrs repair time |  | 2024-09-01 | 2027-08-31 | 100 |  | K | [8 empty] | 0 | 0 | 0 | 0 | 0
326 | HP DL 360G10 2P E5-2640v3 (8C, 2.6Ghz) 128GB RAM, 4x300GB 10K SAS HDDs (4) 1Gb NICs, Dual Port 8Gb Fibre Channel HBA, DVD-RW, RPS | HP DL 360G10 2P E5-2640v3 (8C, 2.6Ghz) 128GB RAM, 4x300GB 10K SAS HDDs (4) 1Gb NICs, Dual Port 8Gb Fibre Channel HBA, DVD-RW, RPS | CZJ8290W1V |  | HPE 24x7, 4 hrs repair time |  | 2024-09-01 | 2027-08-31 | 100 |  | K | [8 empty] | 0 | 0 | 0 | 0 | 0
327 | HP DL 360G10 2P E5-2620v3 (6C, 2.4Ghz) 16GB RAM, 6x600GB 10K SAS HDDs (4) 1Gb NICs, Dual Port 8Gb Fibre Channel HBA, DVD-RW, RPS | HP DL 360G10 2P E5-2620v3 (6C, 2.4Ghz) 16GB RAM, 6x600GB 10K SAS HDDs (4) 1Gb NICs, Dual Port 8Gb Fibre Channel HBA, DVD-RW, RPS | CZ28280QJ7 |  | HPE 24x7, 4 hrs repair time |  | 2024-09-01 | 2027-08-31 | 100 |  | K | [8 empty] | 0 | 0 | 0 | 0 | 0
328 | HP DL 360G10 2P E5-2620v3 (6C, 2.4Ghz) 16GB RAM, 6x600GB 10K SAS HDDs (4) 1Gb NICs, Dual Port 8Gb Fibre Channel HBA, DVD-RW, RPS | HP DL 360G10 2P E5-2620v3 (6C, 2.4Ghz) 16GB RAM, 6x600GB 10K SAS HDDs (4) 1Gb NICs, Dual Port 8Gb Fibre Channel HBA, DVD-RW, RPS | CZ28280QJ6 |  | HPE 24x7, 4 hrs repair time |  | 2024-09-01 | 2027-08-31 | 100 |  | K | [8 empty] | 0 | 0 | 0 | 0 | 0
329 | HP DL 380G10 2P E5-2620v3 (6C, 2.4Ghz) 32GB RAM, 2x300GB 10K SAS HDDs (4) 1Gb NICs, Dual Port 8Gb Fibre Channel HBA, DVD-RW, RPS | HP DL 380G10 2P E5-2620v3 (6C, 2.4Ghz) 32GB RAM, 2x300GB 10K SAS HDDs (4) 1Gb NICs, Dual Port 8Gb Fibre Channel HBA, DVD-RW, RPS | CZ28280QJ3 |  | HPE 24x7, 4 hrs repair time |  | 2024-09-01 | 2027-08-31 | 100 |  | K | [8 empty] | 0 | 0 | 0 | 0 | 0
330 | HP DL 380G10 2P E5-2620v3 (6C, 2.4Ghz) 32GB RAM, 2x300GB 10K SAS HDDs (4) 1Gb NICs, Dual Port 8Gb Fibre Channel HBA, DVD-RW, RPS | HP DL 380G10 2P E5-2620v3 (6C, 2.4Ghz) 32GB RAM, 2x300GB 10K SAS HDDs (4) 1Gb NICs, Dual Port 8Gb Fibre Channel HBA, DVD-RW, RPS | CZ28280QJ2 |  | HPE 24x7, 4 hrs repair time |  | 2024-09-01 | 2027-08-31 | 100 |  | K | [8 empty] | 0 | 0 | 0 | 0 | 0
331 | HP DL 380G10 1P E5-2620v3 (6C, 2.4Ghz) 16GB RAM, 2x300GB 10K SAS HDDs (8) 1Gb NICs, (2) 8Gb FC Ports, DVD-RW, RPS | HP DL 380G10 1P E5-2620v3 (6C, 2.4Ghz) 16GB RAM, 2x300GB 10K SAS HDDs (8) 1Gb NICs, (2) 8Gb FC Ports, DVD-RW, RPS | CZ28280QJ5 |  | HPE 24x7, 4 hrs repair time |  | 2024-09-01 | 2027-08-31 | 100 |  | K | [8 empty] | 0 | 0 | 0 | 0 | 0
332 | HP DL 380G10 1P E5-2620v3 (6C, 2.4Ghz) 16GB RAM, 2x300GB 10K SAS HDDs (8) 1Gb NICs, (2) 8Gb FC Ports, DVD-RW, RPS | HP DL 380G10 1P E5-2620v3 (6C, 2.4Ghz) 16GB RAM, 2x300GB 10K SAS HDDs (8) 1Gb NICs, (2) 8Gb FC Ports, DVD-RW, RPS | CZ28280QJ4 |  | HPE 24x7, 4 hrs repair time |  | 2024-09-01 | 2027-08-31 | 100 |  | K | [8 empty] | 0 | 0 | 0 | 0 | 0
333 |  | HPE DL380 Gen10: 2Px24C/512G/5x1.8TB-10k/4x1GbE,2x10GbE,2xQSFP+,2x10Gb-SFP+ Ports / DPS | CZ284604TY |  | HPE 24x7, 4 hrs repair time | RedHat | 2024-09-01 | 2027-08-31 | 100 |  | K | [8 empty] | 0 | 0 | 0 | 0 | 0
334 |  | HPE DL380 Gen10: 2Px24C/512G/5x1.8TB-10k/4x1GbE,2x10GbE,2xQSFP+,2x10Gb-SFP+ Ports / DPS | CZ284604TZ |  | HPE 24x7, 4 hrs repair time | RedHat | 2024-09-01 | 2027-08-31 | 100 |  | K | [8 empty] | 0 | 0 | 0 | 0 | 0
335 |  | HPE DL380 Gen10: 2Px24C/512G/2x240GB-SSD/4x1GbE+6x10GbE/DPS | CZ28470BSD |  | HPE 24x7, 4 hrs repair time | RedHat | 2024-09-01 | 2027-08-31 | 100 |  | K | [8 empty] | 0 | 0 | 0 | 0 | 0
336 |  | HPE DL380 Gen10: 2Px24C/512G/2x240GB-SSD/4x1GbE+6x10GbE/DPS | CZ28470BSC |  | HPE 24x7, 4 hrs repair time | RedHat | 2024-09-01 | 2027-08-31 | 100 |  | K | [8 empty] | 0 | 0 | 0 | 0 | 0
337 |  | HPE DL380 Gen10: 2Px24C/512G/2x240GB-SSD/4x1GbE+6x10GbE/DPS | CZ28470BS9 |  | HPE 24x7, 4 hrs repair time | RedHat | 2024-09-01 | 2027-08-31 | 100 |  | K | [8 empty] | 0 | 0 | 0 | 0 | 0
338 |  | HPE DL380 Gen10: 2Px24C/512G/2x240GB-SSD/4x1GbE+6x10GbE/DPS | CZ28470BSB |  | HPE 24x7, 4 hrs repair time | RedHat | 2024-09-01 | 2027-08-31 | 100 |  | K | [8 empty] | 0 | 0 | 0 | 0 | 0
339 |  | HPE 3PAR 8200 2N+SW +2xSFF Enclosures + 1xLFF Enclosure + 32x1.8TB-10k+10x1.92TB-SSD+20x4TB-7.2k | CZ28450L05 SAID: 108570235587 |  | HPE 24x7, 4 hrs repair time |  | 2024-09-01 | 2027-08-31 | 100 |  | K | [8 empty] | 0 | 0 | 0 | 0 | 0
340 |  | HPE 3PAR STORESERV 8000 SFF(2.5IN) FIELD INTEGRATED SAS DRIVE ENCLOSURE | CZ28450D1K SAID: 108570235587 |  | HPE 24x7, 4 hrs repair time |  | 2024-09-01 | 2027-08-31 | 100 |  | K | [8 empty] | 0 | 0 | 0 | 0 | 0
341 |  | HPE MSA 1050 10GbE iSCSI + 1xLFF Enclosure + 20x4TB-7.2k | 2S6804C029 SAID: 108570235707 |  | HPE 24x7, 4 hrs repair time |  | 2024-09-01 | 2027-08-31 | 100 |  | K | [8 empty] | 0 | 0 | 0 | 0 | 0
342 |  | Aruba 2930F 24G 4SFP+ - JL253A | CN86HKT02W |  | HPE 24x7, 4 hrs repair time |  | 2024-09-01 | 2027-08-31 | 100 |  | K | [8 empty] | 0 | 0 | 0 | 0 | 0
343 |  | Aruba 2930F 24G 4SFP+ - JL253A | CN86HKT04D |  | HPE 24x7, 4 hrs repair time |  | 2024-09-01 | 2027-08-31 | 100 |  | K | [8 empty] | 0 | 0 | 0 | 0 | 0
344 |  | Aruba 5406R zl2 - JL002A | SG88GPT002 |  | HPE 24x7, 4 hrs repair time |  | 2024-09-01 | 2027-08-31 | 100 |  | K | [8 empty] | 0 | 0 | 0 | 0 | 0
345 |  | Aruba 5406R zl2 - JL002A | SG88GPT005 |  | HPE 24x7, 4 hrs repair time |  | 2024-09-01 | 2027-08-31 | 100 |  | K | [8 empty] | 0 | 0 | 0 | 0 | 0
346 |  | HPE DL380 Gen10: 2Px24C/512G/5x1.8TB-10k/4x1GbE,2x10GbE,2xQSFP+,2x10Gb-SFP+ Ports / DPS | CZ29140DJJ |  | HPE 24x7, 4 hrs repair time | RedHat | 2024-09-01 | 2027-08-31 | 100 |  | K | [8 empty] | 0 | 0 | 0 | 0 | 0
347 |  | HPE DL380 Gen10: 2Px24C/512G/5x1.8TB-10k/4x1GbE,2x10GbE,2xQSFP+,2x10Gb-SFP+ Ports / DPS | CZ29140DJH |  | HPE 24x7, 4 hrs repair time | RedHat | 2024-09-01 | 2027-08-31 | 100 |  | K | [8 empty] | 0 | 0 | 0 | 0 | 0
348 |  | HPE DL380 Gen10: 2Px24C/512G/2x240GB-SSD/4x1GbE+6x10GbE/DPS | CZ291601QC |  | HPE 24x7, 4 hrs repair time | RedHat | 2024-09-01 | 2027-08-31 | 100 |  | K | [8 empty] | 0 | 0 | 0 | 0 | 0
349 |  | HPE DL380 Gen10: 2Px24C/512G/2x240GB-SSD/4x1GbE+6x10GbE/DPS | CZ291601QB |  | HPE 24x7, 4 hrs repair time | RedHat | 2024-09-01 | 2027-08-31 | 100 |  | K | [8 empty] | 0 | 0 | 0 | 0 | 0
350 |  | HPE DL380 Gen10: 2Px24C/512G/2x240GB-SSD/4x1GbE+6x10GbE/DPS | CZ291601Q9 |  | HPE 24x7, 4 hrs repair time | RedHat | 2024-09-01 | 2027-08-31 | 100 |  | K | [8 empty] | 0 | 0 | 0 | 0 | 0
351 |  | HPE DL380 Gen10: 2Px24C/512G/2x240GB-SSD/4x1GbE+6x10GbE/DPS | CZ291601Q8 |  | HPE 24x7, 4 hrs repair time | RedHat | 2024-09-01 | 2027-08-31 | 100 |  | K | [8 empty] | 0 | 0 | 0 | 0 | 0
352 |  | HPE 3PAR 8200 2N+SW +2xSFF Enclosures + 1xLFF Enclosure + 32x1.8TB-10k+10x1.92TB-SSD+20x4TB-7.2k | CZ2914044L SAID: 108588884509 |  | HPE 24x7, 4 hrs repair time |  | 2024-09-01 | 2027-08-31 | 100 |  | K | [8 empty] | 0 | 0 | 0 | 0 | 0
353 |  | HPE DL380 Gen10: 2Px24C/512G/5x1.8TB-10k/4x1GbE,2x10GbE,2xQSFP+,2x10Gb-SFP+ Ports / DPS | CZ29140DJK |  | HPE 24x7, 4 hrs repair time | RedHat | 2024-09-01 | 2027-08-31 | 100 |  | K | [8 empty] | 0 | 0 | 0 | 0 | 0
354 |  | HPE DL380 Gen10: 2Px24C/512G/5x1.8TB-10k/4x1GbE,2x10GbE,2xQSFP+,2x10Gb-SFP+ Ports / DPS | CZ29140DJL |  | HPE 24x7, 4 hrs repair time | RedHat | 2024-09-01 | 2027-08-31 | 100 |  | K | [8 empty] | 0 | 0 | 0 | 0 | 0
355 |  | HPE DL380 Gen10: 2Px24C/512G/2x1.8TB-10k/4x1GbE,2x10GbE,2xQSFP+,2x10Gb-SFP+ Ports / DPS | CZ29140DJQ |  | HPE 24x7, 4 hrs repair time | RedHat | 2024-09-01 | 2027-08-31 | 100 |  | K | [8 empty] | 0 | 0 | 0 | 0 | 0
356 |  | HPE DL380 Gen10: 2Px24C/512G/2x1.8TB-10k/4x1GbE,2x10GbE,2xQSFP+,2x10Gb-SFP+ Ports / DPS | CZ29140DJM |  | HPE 24x7, 4 hrs repair time | RedHat | 2024-09-01 | 2027-08-31 | 100 |  | K | [8 empty] | 0 | 0 | 0 | 0 | 0
357 |  | HPE DL380 Gen10: 2Px24C/512G/2x1.8TB-10k/4x1GbE,2x10GbE,2xQSFP+,2x10Gb-SFP+ Ports / DPS | CZ29140DJN |  | HPE 24x7, 4 hrs repair time | RedHat | 2024-09-01 | 2027-08-31 | 100 |  | K | [8 empty] | 0 | 0 | 0 | 0 | 0
358 |  | HPE DL380 Gen10: 2Px24C/512G/2x1.8TB-10k/4x1GbE,2x10GbE,2xQSFP+,2x10Gb-SFP+ Ports / DPS | CZ29140DJR |  | HPE 24x7, 4 hrs repair time | RedHat | 2024-09-01 | 2027-08-31 | 100 |  | K | [8 empty] | 0 | 0 | 0 | 0 | 0
359 | Veeam Backup & Replication Enterprise | Veeam Backup Qty=8 | Veeam Contract: 01728764 |  | Veeam Production Support |  |  |  | 100 |  | K | [8 empty] | 0 | 0 | 0 | 0 | 0
360 | Red Hat Enterprise Linux Server, Standard | RHEL Qty=17 | Redhat Contract: 12150095 |  | Redhat Standard Support |  |  |  | 100 |  | K | [8 empty] | 0 | 0 | 0 | 0 | 0
361 | Red Hat Enterprise Linux Server, Standard | RHEL Qty=8 | Redhat Contract: 12025121 |  | Redhat Standard Support |  |  |  | 100 |  | K | [8 empty] | 0 | 0 | 0 | 0 | 0
362 |  | ProLiant BL460c G7 | CZJ226005D |  | Local Support 5x8, Next Business Day repair time | RHEL | 2024-09-01 | 2027-08-31 | 100 |  | K | [8 empty] | 0 | 0 | 0 | 0 | 0
363 |  | DL380Gen10 | CZ283903V1 |  | HPE 24x7, 4 hrs repair time | ESX | 2024-09-01 | 2027-08-31 | 100 |  | K | [8 empty] | 0 | 0 | 0 | 0 | 0
364 |  | DL380Gen10 | CZ283903V0 |  | HPE 24x7, 4 hrs repair time | ESX | 2024-09-01 | 2027-08-31 | 100 |  | K | [8 empty] | 0 | 0 | 0 | 0 | 0
365 |  | ProLiant DL380 Gen10 | CZ2851053G |  | HPE 24x7, 4 hrs repair time | RHEL | 2024-09-01 | 2027-08-31 | 100 |  | K | [8 empty] | 0 | 0 | 0 | 0 | 0
366 |  | ProLiant DL380 Gen10 | CZ2851053C |  | HPE 24x7, 4 hrs repair time | RHEL | 2024-09-01 | 2027-08-31 | 100 |  | K | [8 empty] | 0 | 0 | 0 | 0 | 0
367 |  | ProLiant DL380 Gen10 | CZ2851053M |  | HPE 24x7, 4 hrs repair time | RHEL | 2024-09-01 | 2027-08-31 | 100 |  | K | [8 empty] | 0 | 0 | 0 | 0 | 0
368 |  | ProLiant DL380 Gen10 | CZ2851053B |  | HPE 24x7, 4 hrs repair time | RHEL | 2024-09-01 | 2027-08-31 | 100 |  | K | [8 empty] | 0 | 0 | 0 | 0 | 0
369 |  | ProLiant DL380 Gen10 | CZ2851053K |  | HPE 24x7, 4 hrs repair time | RHEL | 2024-09-01 | 2027-08-31 | 100 |  | K | [8 empty] | 0 | 0 | 0 | 0 | 0
370 |  | ProLiant DL380 Gen10 | CZ2851053D |  | HPE 24x7, 4 hrs repair time | RHEL | 2024-09-01 | 2027-08-31 | 100 |  | K | [8 empty] | 0 | 0 | 0 | 0 | 0
371 |  | ProLiant DL380 Gen10 | CZ2851053F |  | HPE 24x7, 4 hrs repair time | RHEL | 2024-09-01 | 2027-08-31 | 100 |  | K | [8 empty] | 0 | 0 | 0 | 0 | 0
372 |  | ProLiant DL380 Gen10 | CZ2851053H |  | HPE 24x7, 4 hrs repair time | RHEL | 2024-09-01 | 2027-08-31 | 100 |  | K | [8 empty] | 0 | 0 | 0 | 0 | 0
373 |  | ProLiant DL380 Gen10 | CZ2851053L |  | HPE 24x7, 4 hrs repair time | RHEL | 2024-09-01 | 2027-08-31 | 100 |  | K | [8 empty] | 0 | 0 | 0 | 0 | 0
374 |  | ProLiant DL380 Gen10 | CZ2851053S |  | HPE 24x7, 4 hrs repair time | RHEL | 2024-09-01 | 2027-08-31 | 100 |  | K | [8 empty] | 0 | 0 | 0 | 0 | 0
375 |  | ProLiant DL380 Gen10 | CZ28510539 |  | HPE 24x7, 4 hrs repair time | RHEL | 2024-09-01 | 2027-08-31 | 100 |  | K | [8 empty] | 0 | 0 | 0 | 0 | 0
376 |  | ProLiant DL380 Gen10 | CZ2851053J |  | HPE 24x7, 4 hrs repair time | RHEL | 2024-09-01 | 2027-08-31 | 100 |  | K | [8 empty] | 0 | 0 | 0 | 0 | 0
377 |  | ProLiant DL380 Gen10 | CZ2851053R |  | HPE 24x7, 4 hrs repair time | RHEL | 2024-09-01 | 2027-08-31 | 100 |  | K | [8 empty] | 0 | 0 | 0 | 0 | 0
378 |  | ProLiant DL380 Gen10 | CZ2851053N |  | HPE 24x7, 4 hrs repair time | RHEL | 2024-09-01 | 2027-08-31 | 100 |  | K | [8 empty] | 0 | 0 | 0 | 0 | 0
379 |  | ProLiant DL380 Gen10 | CZ29030F6M |  | HPE 24x7, 4 hrs repair time | RHEL | 2024-09-01 | 2027-08-31 | 100 |  | K | [8 empty] | 0 | 0 | 0 | 0 | 0
380 |  | ProLiant DL380 Gen10 | CZ2851053Q |  | HPE 24x7, 4 hrs repair time | RHEL | 2024-09-01 | 2027-08-31 | 100 |  | K | [8 empty] | 0 | 0 | 0 | 0 | 0
381 |  | ProLiant DL380 Gen10 | CZ29150T0Y |  | HPE 24x7, 4 hrs repair time | ESX | 2024-09-01 | 2027-08-31 | 100 |  | K | [8 empty] | 0 | 0 | 0 | 0 | 0
382 |  | ProLiant DL380 Gen10 | CZ29150T12 |  | HPE 24x7, 4 hrs repair time | ESX | 2024-09-01 | 2027-08-31 | 100 |  | K | [8 empty] | 0 | 0 | 0 | 0 | 0
383 |  | ProLiant DL380 Gen10 | CZ29150T0W |  | HPE 24x7, 4 hrs repair time | ESX | 2024-09-01 | 2027-08-31 | 100 |  | K | [8 empty] | 0 | 0 | 0 | 0 | 0
384 |  | ProLiant DL380 Gen10 | CZ29150T0X |  | HPE 24x7, 4 hrs repair time | ESX | 2024-09-01 | 2027-08-31 | 100 |  | K | [8 empty] | 0 | 0 | 0 | 0 | 0
385 |  | ProLiant DL380 Gen10 | CZ29150T0Z |  | HPE 24x7, 4 hrs repair time | ESX | 2024-09-01 | 2027-08-31 | 100 |  | K | [8 empty] | 0 | 0 | 0 | 0 | 0
386 |  | ProLiant DL380 Gen10 | CZ29150T11 |  | HPE 24x7, 4 hrs repair time | ESX | 2024-09-01 | 2027-08-31 | 100 |  | K | [8 empty] | 0 | 0 | 0 | 0 | 0
387 |  | ProLiant DL380 Gen10 | CZ29150T10 |  | HPE 24x7, 4 hrs repair time | ESX | 2024-09-01 | 2027-08-31 | 100 |  | K | [8 empty] | 0 | 0 | 0 | 0 | 0
388 |  | MSA 2050 SAN | 2S6910B211 |  | HPE 24x7, 4 hrs repair time | Storage | 2024-09-01 | 2027-08-31 | 100 |  | K | [8 empty] | 0 | 0 | 0 | 0 | 0
389 |  | HP DL180 Gen9 12LFF CTO Server | CZ3716WXFD |  | HPE 24x7, 4 hrs repair time |  | 2024-09-01 | 2027-08-31 | 100 |  | K | [8 empty] | 0 | 0 | 0 | 0 | 0
390 |  | HP 8/8 SAN Switch | CZC814TUSX |  | HPE 24x7, 4 hrs repair time |  | 2024-09-01 | 2027-08-31 | 100 |  | K | [8 empty] | 0 | 0 | 0 | 0 | 0
391 |  | HP 8/8 SAN Switch | CZC815TV5U |  | HPE 24x7, 4 hrs repair time |  | 2024-09-01 | 2027-08-31 | 100 |  | K | [8 empty] | 0 | 0 | 0 | 0 | 0
392 |  | HPE ProLiant DL360 Gen10 8SFF server | CZJ84507BV |  | HPE 24x7, 4 hrs repair time | RHEL | 2024-09-01 | 2027-08-31 | 100 |  | K | [8 empty] | 0 | 0 | 0 | 0 | 0
393 |  | HPE ProLiant DL360 Gen10 8SFF server | CZJ84507BT |  | HPE 24x7, 4 hrs repair time | RHEL | 2024-09-01 | 2027-08-31 | 100 |  | K | [8 empty] | 0 | 0 | 0 | 0 | 0
394 |  | HPE StoreEver LTO-7 Tape Drive | WAE14BRP |  | HPE 24x7, 4 hrs repair time | N/A | 2024-09-01 | 2027-08-31 | 100 |  | K | [8 empty] | 0 | 0 | 0 | 0 | 0
395 |  | HPE DL560 gen10 / HPE contract: 4000770595 | CZ22410NCG | 2026-06-01 | HPE 24x7, 4 hrs repair time |  | 2024-09-01 | 2027-08-31 | 100 |  | K | [8 empty] | 0 | 0 | 0 | 0 | 0
396 |  | HPE DL560 gen10 / HPE contract: 4000770595 | CZ22410NCH | 2026-06-01 | HPE 24x7, 4 hrs repair time |  | 2024-09-01 | 2027-08-31 | 100 |  | K | [8 empty] | 0 | 0 | 0 | 0 | 0
397 |  | HPE DL560 gen10 / HPE contract: 4000770595 | CZ22410NCZ | 2026-06-01 | HPE 24x7, 4 hrs repair time |  | 2024-09-01 | 2027-08-31 | 100 |  | K | [8 empty] | 0 | 0 | 0 | 0 | 0
398 |  | HPE DL560 gen10 / HPE contract: 4000770595 | CZ22410NCY | 2026-06-01 | HPE 24x7, 4 hrs repair time |  | 2024-09-01 | 2027-08-31 | 100 |  | K | [8 empty] | 0 | 0 | 0 | 0 | 0
399 |  | HPE DL360 Gen10 / HPE contract: 4000770595 | CZJ2401PFJ | 2026-06-01 | HPE 24x7, 4 hrs repair time |  | 2024-09-01 | 2027-08-31 | 100 |  | K | [8 empty] | 0 | 0 | 0 | 0 | 0
400 |  | HPE DL360 Gen10 / HPE contract: 4000770595 | CZJ2401PFH | 2026-06-01 | HPE 24x7, 4 hrs repair time |  | 2024-09-01 | 2027-08-31 | 100 |  | K | [8 empty] | 0 | 0 | 0 | 0 | 0
401 |  | HPE DL360 Gen10 / HPE contract: 4000770595 | CZJ2401PBW | 2026-06-01 | HPE 24x7, 4 hrs repair time |  | 2024-09-01 | 2027-08-31 | 100 |  | K | [8 empty] | 0 | 0 | 0 | 0 | 0
402 |  | HPE DL360 Gen10 / HPE contract: 4000770595 | CZJ2401PBV | 2026-06-01 | HPE 24x7, 4 hrs repair time |  | 2024-09-01 | 2027-08-31 | 100 |  | K | [8 empty] | 0 | 0 | 0 | 0 | 0
403 |  | HPE StoreOnce 5260 / HPE contract: 4000770595 | CZ22410MVT | 2026-07-01 | HPE 24x7, 4 hrs repair time |  | 2024-09-01 | 2027-08-31 | 100 |  | K | [8 empty] | 0 | 0 | 0 | 0 | 0
404 |  | HPE StoreOnce 5260/5660 192TB Upg Kit / HPE contract: 4000770595 | CZ22410MW1 | 2026-07-01 | HPE 24x7, 4 hrs repair time |  | 2024-09-01 | 2027-08-31 | 100 |  | K | [8 empty] | 0 | 0 | 0 | 0 | 0
405 |  | HPE StoreOnce 5260/5660 192TB Upg Kit / HPE contract: 4000770595 | CZ22410MW2 | 2026-07-01 | HPE 24x7, 4 hrs repair time |  | 2024-09-01 | 2027-08-31 | 100 |  | K | [8 empty] | 0 | 0 | 0 | 0 | 0
406 |  | HPE Integrated Lights-Out (iLO) Advanced / HPE contract: 4000770588 Qty=8 | HPE contract: 4000770588 Qty=8 | 2025-10-29 | HPE 24x7, 4 hrs repair time |  | 2024-09-01 | 2027-08-31 | 100 |  | K | [8 empty] | 0 | 0 | 0 | 0 | 0
407 |  | HPE Serviceguard for Linux (SGLX) Software - Enterprise Edition / HPE contract: 4000770588 Qty=8 | HPE contract: 4000770588 Qty=8 | 2025-10-29 | HPE 24x7, 4 hrs repair time |  | 2024-09-01 | 2027-08-31 | 100 |  | K | [8 empty] | 0 | 0 | 0 | 0 | 0
408 |  | Red Hat Enterprise Linux 7 - 9 from HPE / HPE contract: 4000770588 Qty=8 | HPE contract: 4000770588 Qty=8 | 2025-10-29 | HPE 24x7, 4 hrs repair time |  | 2024-09-01 | 2027-08-31 | 100 |  | K | [8 empty] | 0 | 0 | 0 | 0 | 0
409 |  | HP DL380 G10 plus / HPE contract: 4001190807 | CZ2309013Q | 2026-03-14 | HPE 24x7, 4 hrs repair time |  | 2024-09-01 | 2027-08-31 | 100 |  | K | [8 empty] | 0 | 0 | 0 | 0 | 0
410 |  | HPE Integrated Lights-Out (iLO) Advanced / HPE contract: 4001190806 | HPE contract: 4001190806 | 2026-03-14 | HPE 24x7, 4 hrs repair time |  | 2024-09-01 | 2027-08-31 | 100 |  | K | [8 empty] | 0 | 0 | 0 | 0 | 0
411 |  | HP DL380 G10 plus / HPE contract: 4001470225 | CZ232501LW | 2026-09-30 | HPE 24x7, 4 hrs repair time |  | 2024-09-01 | 2027-08-31 | 100 |  | K | [8 empty] | 0 | 0 | 0 | 0 | 0
412 |  | HP DL380 G10 plus / HPE contract: 4001470225 | CZ232404NL | 2026-04-07 | HPE 24x7, 4 hrs repair time |  | 2024-09-01 | 2027-08-31 | 100 |  | K | [8 empty] | 0 | 0 | 0 | 0 | 0
413 |  | HP DL380 G10 plus / HPE contract: 4001470225 | CZ232404PG | 2026-04-07 | HPE 24x7, 4 hrs repair time |  | 2024-09-01 | 2027-08-31 | 100 |  | K | [8 empty] | 0 | 0 | 0 | 0 | 0
414 |  | HP DL380 G10 plus / HPE contract: 4001470225 | CZJ32518CS | 2026-04-07 | HPE 24x7, 4 hrs repair time |  | 2024-09-01 | 2027-08-31 | 100 |  | K | [8 empty] | 0 | 0 | 0 | 0 | 0
415 |  | HPE Serviceguard for Linux (SGLX) HA DR E7 Software - Version 15 / HPE contract: 4001470225 | HPE contract: 4001470225 | 2026-07-04 | HPE 24x7, 4 hrs repair time |  | 2024-09-01 | 2027-08-31 | 100 |  | K | [8 empty] | 0 | 0 | 0 | 0 | 0
416 |  | HPE Integrated Lights-Out (iLO) Advanced / HPE contract: 4001439399 Qty=2 | HPE contract: 4001439399 Qty=2 | 2026-07-04 | HPE 24x7, 4 hrs repair time |  | 2024-09-01 | 2027-08-31 | 100 |  | K | [8 empty] | 0 | 0 | 0 | 0 | 0
417 |  | HPE Serviceguard for Linux (SGLX) HA DR E7 Software - Version 15 / HPE contract: 4001439399 | HPE contract: 4001439401 | 2026-07-04 | HPE 24x7, 4 hrs repair time |  | 2024-09-01 | 2027-08-31 | 100 |  | K | [8 empty] | 0 | 0 | 0 | 0 | 0
418 |  | Red Hat Enterprise Linux 7 - 9 from HPE / HPE contract: 4001439399 | HPE contract: 4001439402 | 2026-07-04 | HPE 24x7, 4 hrs repair time |  | 2024-09-01 | 2027-08-31 | 100 |  | K | [8 empty] | 0 | 0 | 0 | 0 | 0
419 |  | HPE Integrated Lights-Out (iLO) Advanced / HPE contract: 4001439399 | HPE contract: 4001439403 | 2026-07-04 | HPE 24x7, 4 hrs repair time |  | 2024-09-01 | 2027-08-31 | 100 |  | K | [8 empty] | 0 | 0 | 0 | 0 | 0
420 |  | MSL6480 / HPE contract: 4001439092 | DEC32300P9 | 2028-03-07 | HPE 24x7, 4 hrs repair time |  | 2024-09-01 | 2027-08-31 | 100 |  | K | [8 empty] | 0 | 0 | 0 | 0 | 0
421 |  | MSL6480 / HPE contract: 4001439092 | DEC32300NZ | 2028-03-07 | HPE 24x7, 4 hrs repair time |  | 2024-09-01 | 2027-08-31 | 100 |  | K | [8 empty] | 0 | 0 | 0 | 0 | 0
422 |  | HPE StoreEver Command View For Tape Libraries Software / HPE contract: 4001439092 Qty=2 | HPE contract: 4001439092 Qty=2 | 2028-03-07 | HPE 24x7, 4 hrs repair time |  | 2024-09-01 | 2027-08-31 | 100 |  | K | [8 empty] | 0 | 0 | 0 | 0 | 0
423 | Microfocus Subscription: 2132637316-A | Data Prot Starter Pack Windows E-LTU (B6961BAE) Qty: 1 | Microfocus Subscription: 2132637316-A |  | Microfocus 24x7, 4 hrs repair time | DP | 2024-09-01 | 2027-08-31 | 100 |  | K | [8 empty] | 0 | 0 | 0 | 0 | 0
424 | Microfocus Subscription: 2132637316-A | Data Prt drive ext UNIX/NAS/SAN E-LTU (B6953AAE) Qty:6 | Microfocus Subscription: 2132637316-A |  | Microfocus 24x7, 4 hrs repair time | DP | 2024-09-01 | 2027-08-31 | 100 |  | K | [8 empty] | 0 | 0 | 0 | 0 | 0
425 | Microfocus Subscription: 2132637316-A | DP On-line Backup for Windows E-LTU (B6965BAE) Qty: 4 | Microfocus Subscription: 2132637316-A |  | Microfocus 24x7, 4 hrs repair time | DP | 2024-09-01 | 2027-08-31 | 100 |  | K | [8 empty] | 0 | 0 | 0 | 0 | 0
426 | Microfocus Subscription: 2132637316-A | DP On-line Backup for UNIX E-LTU (B6955BAE) Qty:2 | Microfocus Subscription: 2132637316-A |  | Microfocus 24x7, 4 hrs repair time | DP | 2024-09-01 | 2027-08-31 | 100 |  | K | [8 empty] | 0 | 0 | 0 | 0 | 0
427 | Microfocus Subscription: 2132637316-A | Data Prot 61-250 Slots Library E-LTU (B6957BAE) Qty:1 | Microfocus Subscription: 2132637316-A |  | Microfocus 24x7, 4 hrs repair time | DP | 2024-09-01 | 2027-08-31 | 100 |  | K | [8 empty] | 0 | 0 | 0 | 0 | 0
428 | Microfocus Subscription: 2132637316-A | Data Prt drive ext UNIX/NAS/SAN E-LTU (B6953AAE) Qty:2 | Microfocus Subscription: 2132637316-A |  | Microfocus 24x7, 4 hrs repair time | DP | 2024-09-01 | 2027-08-31 | 100 |  | K | [8 empty] | 0 | 0 | 0 | 0 | 0
429 | Microfocus Subscription: 2132637316-A | DP drive extn WIN/Netware/Linux E-LTU (B6963AAE) Qty:1 | Microfocus Subscription: 2132637316-A |  | Microfocus 24x7, 4 hrs repair time | DP | 2024-09-01 | 2027-08-31 | 100 |  | K | [8 empty] | 0 | 0 | 0 | 0 | 0
430 | Microfocus Subscription: 2132637316-A | DP Advanced Backp to Disk 100TB E-LTU (B7038CAE) Qty: 1 | Microfocus Subscription: 2132637316-A |  | Microfocus 24x7, 4 hrs repair time | DP | 2024-09-01 | 2027-08-31 | 100 |  | K | [8 empty] | 0 | 0 | 0 | 0 | 0
431 | Microfocus Subscription: 2132637316-A | Data Prot Starter Pack UX SW E-LTU (B6951BAE) Qty:1 | Microfocus Subscription: 2132637316-A |  | Microfocus 24x7, 4 hrs repair time | DP | 2024-09-01 | 2027-08-31 | 100 |  | K | [8 empty] | 0 | 0 | 0 | 0 | 0
432 | Microfocus Subscription: 2132637316-A | Data Prt drive ext UNIX/NAS/SAN E-LTU (B6953AAE) Qty:5 | Microfocus Subscription: 2132637316-A |  | Microfocus 24x7, 4 hrs repair time | DP | 2024-09-01 | 2027-08-31 | 100 |  | K | [8 empty] | 0 | 0 | 0 | 0 | 0
433 | Microfocus Subscription: 2132637316-A | DP drive extn WIN/Netware/Linux E-LTU (B6963AAE) Qty: 2 | Microfocus Subscription: 2132637316-A |  | Microfocus 24x7, 4 hrs repair time | DP | 2024-09-01 | 2027-08-31 | 100 |  | K | [8 empty] | 0 | 0 | 0 | 0 | 0
434 | Microfocus Subscription: 2132637316-A | DP On-line Backup for UNIX E-LTU (B6955BAE) Qty:2 | Microfocus Subscription: 2132637316-A |  | Microfocus 24x7, 4 hrs repair time | DP | 2024-09-01 | 2027-08-31 | 100 |  | K | [8 empty] | 0 | 0 | 0 | 0 | 0
435 | Microfocus Subscription: 2132637316-A | DP Advanced Backup to Disk 10TB E-LTU (B7038BAE) Qty:2 | Microfocus Subscription: 2132637316-A |  | Microfocus 24x7, 4 hrs repair time | DP | 2024-09-01 | 2027-08-31 | 100 |  | K | [8 empty] | 0 | 0 | 0 | 0 | 0
436 | Microfocus Subscription: 2134721303-A | Data Prt drive ext UNIX/NAS/SAN E-LTU (B6953AAE) Qty:2 | Microfocus Subscription: 2134721303-A |  | Microfocus 24x7, 4 hrs repair time | DP | 2024-09-01 | 2027-08-31 | 100 |  | K | [8 empty] | 0 | 0 | 0 | 0 | 0
437 | Microfocus Subscription: 2134721303-A | DP On-line Backup for Windows E-LTU (B6965BAE) Qty:2 | Microfocus Subscription: 2134721303-A |  | Microfocus 24x7, 4 hrs repair time | DP | 2024-09-01 | 2027-08-31 | 100 |  | K | [8 empty] | 0 | 0 | 0 | 0 | 0
438 | Microfocus Subscription:A-S00010717 | Data Prt drive ext UNIX/NAS/SAN E-LTU (B6953AAE) Qty:2 | Microfocus Subscription:A-S00010717 |  | Microfocus 24x7, 4 hrs repair time | DP | 2024-09-01 | 2027-08-31 | 100 |  | K | [8 empty] | 0 | 0 | 0 | 0 | 0
439 | Microfocus Subscription: A-S00010717 | DP On-line Backup for Windows E-LTU (B6965BAE) Qty:2 | Microfocus Subscription: A-S00010717 |  | Microfocus 24x7, 4 hrs repair time | DP | 2024-09-01 | 2027-08-31 | 100 |  | K | [8 empty] | 0 | 0 | 0 | 0 | 0
440 | Microfocus Subscription: A-S00016389 | Data Prt drive ext UNIX/NAS/SAN E-LTU (B6953AAE) Qty:2 | Microfocus Subscription: A-S00016389 |  | Microfocus 24x7, 4 hrs repair time | DP | 2024-09-01 | 2027-08-31 | 100 |  | K | [8 empty] | 0 | 0 | 0 | 0 | 0
441 | Microfocus Subscription: A-S00016389 | DP On-line Backup for Windows E-LTU (B6965BAE) Qty:2 | Microfocus Subscription: A-S00016389 |  | Microfocus 24x7, 4 hrs repair time | DP | 2024-09-01 | 2027-08-31 | 100 |  | K | [8 empty] | 0 | 0 | 0 | 0 | 0
442 | Microfocus Subscription:: A-S00017975 | HPE Data Protector Drive Extension UNIX/NAS/SAN Qty:2 | Microfocus Subscription:: A-S00017975 |  | Microfocus 24x7, 4 hrs repair time | DP | 2024-09-01 | 2027-08-31 | 100 |  | K | [8 empty] | 0 | 0 | 0 | 0 | 0
443 | Microfocus Subscription: : A-S00017975 | HPE Data Protector Drive Extension UNIX/NAS/SAN Qty:2 | Microfocus Subscription: : A-S00017975 |  | Microfocus 24x7, 4 hrs repair time | DP | 2024-09-01 | 2027-08-31 | 100 |  | K | [8 empty] | 0 | 0 | 0 | 0 | 0
444 | Data Protector License | Micro Focus Data Protector Advanced Backup to Disk 100TB E-LTU Qty=1 | (EON): 7100820690 Contract ID: 4000770588 | 2026-06-01 | Microfocus 24x7, 4 hrs repair time | DP | 2024-09-01 | 2027-08-31 | 100 |  | K | [8 empty] | 0 | 0 | 0 | 0 | 0
445 | Data Protector License | Micro Focus Data Protector Advanced Backup to Disk 10TB E-LTU Qty=6 | (EON): 7100820690 Contract ID: 4000770588 | 2026-06-01 | Microfocus 24x7, 4 hrs repair time | DP | 2024-09-01 | 2027-08-31 | 100 |  | K | [8 empty] | 0 | 0 | 0 | 0 | 0
[9 empty] | 44500 | [10 empty] | 0 | 0 | 0 | 0 | 0
[20 empty] | #DIV/0! | #DIV/0! | #DIV/0! | #DIV/0!
[20 empty] | SUPPLIER 1 SCORE | SUPPLIER 2 SCORE | SUPPLIER 3 SCORE | SUPPLIER 4 SCORE
Note on M7: Grade of Compliance: K: disqualification 0: Not compliant +5: Partially compliant +10: Completely compliant +15: Compliant with additional value, not initially included in the requirements
Note on O7: Grade of Compliance: K: disqualification 0: Not compliant +5: Partially compliant +10: Completely compliant +15: Compliant with additional value, not initially included in the requirements
Note on Q7: Grade of Compliance: K: disqualification 0: Not compliant +5: Partially compliant +10: Completely compliant +15: Compliant with additional value, not initially included in the requirements