## Grand Total
GRAND SUMMARY
PACKAGE 1
ALUMINUM WORKS Aluminum Windows & Doors / Glass Works | 0
PACKAGE 2
WOOD WORKS Doors / Rehabilitation of External Shutters | 0
FALSE CEILING AND GYPSUM BOARD False Ceiling Paint, stone Jams and Stone Rehabilitation Works
TOILETS & KITCHENS Toilets and Kitchens (Civil Works: Tiles, Cabinets, Water proofing … Mechanical Works: Pipes Sanitary Fixtures, Plumbing… Electrical Works: Sockets, lighting Fixtures…
PACKAGE 3
FURNITURE Curtains and Sunscreens | 0
PACKAGE 4
MECHANICAL WORKS Ventillation, Air Conditioning / Firefighting System / Lift "F" Maintenance | 0
PACKAGE 5
ELECTRICAL WORKS Wiring Devices and Disconnect / Lighting Fixtures / Telephone and Data / Fire Alarm System / MATV System / Sound System / Electrical Works Related To Mechanical Equipments / External CCTV System / Internal CCTV System / Uniterruptible Power Supply UPS / Cable Trays. | 0
GRAND TOTAL ALL PACKAGES

## sum
SUMMARY
PACKAGE 1 | Zone A | Zone B | Zone C
DESCRIPTION | TOTAL $ | TOTAL $ | TOTAL $
CHAPTER 1 - ALUMINUM WORKS | 0 | 0 | 0
Aluminum Windows & Doors
CHAPTER 2 - GLASS DOORS | 0 | 0 | 0
Glass works
TOTAL PACKAGE 1 | 0 | 0 | 0
GRAND TOTAL PACKAGE 1 | 0
SUMMARY
PACKAGE 2 | Zone A | Zone B | Zone C
DESCRIPTION | TOTAL $ | TOTAL $ | TOTAL $
CHAPTER 1 - WOOD DOORS | 0 | 0 | 0
Doors / Rehabilitation of External Shutters
CHAPTER 2 - FALSE CEILING | 0 | 0 | 0
False Ceiling Paint, stone Jams and Stone Rehabilitation Works
CHAPTER 3 - TOILETS | 0 | 0 | 0
Civil Works (Tiles, Cabinets, Water proofing …)
CHAPTER 3.1 - KITCHENS | 0 | 0 | 0
Civil Works (Tiles, Cabinets, Water proofing …)
CHAPTER 3.2 - MECHANICAL WORKS | 0 | 0 | 0
Mechanical Works (Pipes Sanitary Fixtures, Plumbing…)
CHAPTER 3.3 - ELECTRICAL WORKS | 0 | 0 | 0
Electrical Works (Sockets, lighting Fixtures…)
TOTAL PACKAGE 2 | 0 | 0 | 0
GRAND TOTAL PACKAGE 2 | 0
SUMMARY
PACKAGE 3 | Zone A | Zone B | Zone C
DESCRIPTION | TOTAL $ | TOTAL $ | TOTAL $
CHAPTER 1 - CURTAINS & SUN SCREENS | 0 | 0 | 0
GRAND TOTAL PACKAGE 3 | 0
SUMMARY
PACKAGE 4 | Zone A | Zone B | Zone C
DESCRIPTION | TOTAL $ | TOTAL $ | TOTAL $
CHAPTER 1 - VENTILATION, AIR CONDITIONING (1/2) | 0 | 0 | 0
CHAPTER 2 - FIREFIGHTING SYSTEM | 0 | 0 | 0
CHAPTER 3 - VENTILATION, AIR CONDITIONING (2/2) | 0
CHAPTER 4 - LIFT MAINTENANCE | 0
GRAND TOTAL PACKAGE 4 | 0
SUMMARY
PACKAGE 5 | Zone A | Zone B | Zone C
DESCRIPTION | TOTAL $ | TOTAL $ | TOTAL $
CHAPTER 1 - WIRING DEVICES AND DISCONNECT | 0 | 0 | 0
CHAPTER 1.1 - WIRING DEVICES AND DISCONNECT | 0
CHAPTER 2 - LIGHTING FIXTURES | 0 | 0 | 0
CHAPTER 3 - TELEPHONE AND DATA | 0 | 0 | 0
CHAPTER 4 - FIRE ALARM SYSTEM | 0 | 0 | 0
CHAPTER 5 - MATV SYSTEM | 0 | 0 | 0
CHAPTER 6 - SOUND SYSTEM (Fire Alarm) | 0 | 0 | 0
CHAPTER 7 - ELECTRICAL WORKS RELATED TO MECHANICAL EQUIPMENTS | 0 | 0 | 0
CHAPTER 8 - EXTERNAL CCTV SYSTEM | 0
CHAPTER 9 - INTERNAL CCTV SYSTEM | 0
CHAPTER 10 - UNITERRUPTIBLE POWER SUPPLY UPS | 0
CHAPTER 11 - CABLE TRAYS | 0
GRAND TOTAL PACKAGE 5 | 0

## Package 1
Item | Description | Unit | Quantities per Zone |  |  | Unit Price US $ | Total per Zone
|  |  | Zone A | Zone B | Zone C |  | Zone A | Zone B | Zone C
PACKAGE 1
CHAPTER 1 - ALUMINUM WORKS
1 | Aluminum Doors and Windows (Similar to Existing): Fabricate, supply and install aluminum works as manufactured by Technal, first choice with all necessary accessories as per drawings and the Engineer instructions, work to include all doors and windows: - Contractor shall insure proper fixation of the windows units and elements. - Contractor shall insure proper fixation of the bullet proof windows units and elements (metal structure for fixation). - Contractor shall insure all needed civil works. - FC-Technal (similar to existing) - Glass from any type (similar to existing) - Hinges and locks (similar to existing) - Joint filler / silicon - All items needed as per the Engineer instructions - All as specified and base on an approved shop drawings after exact dimensions
1.1 | New Double glass Window Unit: - FC-Technal (similar to existing) - Original accessories made in France - Color: white - Glass: double glazed 24mm (6mm Tempered low-E Bronze + 10mm Air space + 8mm Laminated Clear) - All needed civil works for frame fixation. | m2 | 208 | 224 | 549 |  | 0 | 0 | 0
Unit Rate In Letter USD. $:
1.2 | New Double glass Door Unit: - FC-Technal (similar to existing) - Original accessories made in France - Color: white - Glass: double glazed 24mm (6mm Tempered low-E Bronze + 10mm Air space + 8mm Laminated Clear) - All needed civil works for frame fixation. | m2 | 0 | 0 | 32 |  | 0 | 0 | 0
Unit Rate In Letter USD. $:
1.3 | New Converted bullet proof Window Unit: - PTS-Technal - Original Accessories Made in France - Color: white - Glass: 36mm (10-8-8-10 Clear + low-E Bronze Mirror) - All needed civil works and metal structure for fixation. | m2 | 4 | 0 | 80 |  | 0 | 0 | 0
Unit Rate In Letter USD. $:
1.4 | New Bullet Proof Glass Unit: - Glass: 40mm (12-10-8-10 Clear + Bronze Mirror) | m2 | 60 | 15 | 9 |  | 0 | 0 | 0
Unit Rate In Letter USD. $:
1.5 | New Tempered Glass Unit (fixed and hinged panels): - Glass: 10mm (Tempered Clear) | m2 | 7 | 19 | 0 |  | 0 | 0 | 0
Unit Rate In Letter USD. $:
1.6 | New Wirred Glass Unit (Sliding): - Glass: Wirred | m2 | 0 | 0 | 19 |  | 0 | 0 | 0
Unit Rate In Letter USD. $:
1.7 | New Tempered Glass doors Unit (fixed and motorized sliding panels): - Motor and all needed accessories - Rail, covers... (similar to existing) - Locks, Hinges, fixations... - Glass: 10mm (Tempered Clear) | m2 | 0 | 19 | 0 |  | 0 | 0 | 0
Unit Rate In Letter USD. $:
1.8 | New Leaf Frame: - For double glass unit - FC-Technal (similar to existing) - Color: white - Original accessories made in France - Hinges and locks... - Joint Filler, window weather strip... Contractor shall remove old element, with proper dismantling and storing of unaffected/broken glass panel to be reinstalled to the new leaf frame. Contractor shall ensure proper fixation of the glass. | m2 | 39 | 286 | 532 |  | 0 | 0 | 0
Unit Rate In Letter USD. $:
1.9 | New Frame and Leaf Frame: - For double glass unit - FC-Technal (similar to existing) - Color: white - Original accessories made in France - Hinges and locks... - Joint Filler, window weather strip... - All needed civil works for fixation. Contractor shall remove old element, with proper dismantling and storing of unaffected/broken glass panel to be reinstalled to the new leaf frame. Contractor shall ensure proper fixation of the glass. | m2 | 28 | 62 | 52 |  | 0 | 0 | 0
Unit Rate In Letter USD. $:
1.1 | New leaf Frame: - For bullet proof glass - Original Accessories Made in France Color: White Perimeter Reinforcement: Aluminum Tube to Cover Profiles With Reinforced Solid Steel. - Hinges and locks... - Joint Filler, window weather strip... - All needed civil works and metal structure for fixation. Contractor shall remove old element, with proper dismantling and storing of unaffected/broken glass panel to be reinstalled to the new leaf frame. Contractor shall ensure proper fixation of the glass. | m2 | 242 | 68 | 68 |  | 0 | 0 | 0
Unit Rate In Letter USD. $:
1.11 | New frame and Leaf frame: - For bullet proof glass - Original Accessories Made in France Color: White Perimeter Reinforcement: Aluminum Tube to Cover Profiles With Reinforced Solid Steel. - Hinges and locks... - Joint Filler, window weather strip... - All needed civil works and metal structure for fixation. Contractor shall remove old element, with proper dismantling and storing of unaffected/broken glass panel to be reinstalled to the new leaf frame. Contractor shall ensure proper fixation of the glass. | m2 | 159 | 0 | 0 |  | 0 | 0 | 0
Unit Rate In Letter USD. $:
1.12 | Rehabilitation of existing bullet proof glass windows unit: Contractor shall ensure: - Proper fixation of all windows elements (profiles) with all related civil works and metal structure. - Proper fixation of the glass (Joint Filler, window weather strip...) - Accessories, Hinges and locks... where required. | m2 | 763 | 71 | 32 |  | 0 | 0 | 0
Unit Rate In Letter USD. $:
1.13 | Rehabilitation of existing double glass windows unit: Contractor shall ensure: - Proper fixation of all windows elements (profiles) with all related civil works. - Proper fixation of the glass (Joint Filler, window weather strip...) - Accessories, Hinges and locks... where required. | m2 | 10 | 345 | 464 |  | 0 | 0 | 0
Unit Rate In Letter USD. $:
1.14 | Stained glass (colored Glass): Supply and install new window similar to existing work to include: - Removal of existing broken glass - Contractor shall ensure proper fixation of the frame. - Labors & materials All needed items as per the Engineer instructions | m2 | 4 | 0 | 0 |  | 0 | 0 | 0
Unit Rate In Letter USD. $:
1.5 | Rehabilitate and maintain the existing oculus R=30cm: Work to include: - Rehabilitation of stones (contractor shall replace any damaged stone by new one similar to existing) - Pointing and jointing of stone elements - Contractor shall ensure proper fixation of the glass (Joint Filler, window weather strip...) - All needed civil works and metal structure for fixation. | m2 | 14 | 7 | 5 |  | 0 | 0 | 0
Unit Rate In Letter USD. $:
1.16 | Rehabilitate and maintain the existing main oculus R=110cm (with stone carving): Work to include: - Rehabilitation of stones (contractor shall replace any damaged stone by new one similar to existing) - Pointing and jointing of stone elements - Contractor shall ensure proper fixation of the glass (Joint Filler, window weather strip...) - All needed civil works and metal structure for fixation. | m2 | 5 | 0 | 0 |  | 0 | 0 | 0
Unit Rate In Letter USD. $:
1.17 | Rehabilitate and maintain the existing Aluminum Handrails (Stairs): Contractor shall ensure proper fixation and all broken elements shall be replaced with similar ones. | Lm | 179 | 241 | 241 |  | 0 | 0 | 0
Unit Rate In Letter USD. $:
| ALUMIMUM WORKS TOTAL CARRIED TO PRICE SUMMARY | [5 empty] | 0 | 0 | 0
CHAPTER 2 - GLASS DOORS
2.1 | FRAMELESS INTERNAL GLASS DOORS (Similar to Existing)
2.1.1 | GD1: Glass Doors for service areas - Kitchens
2.1.1.1 | Maintenance of existing sandblasted Glass doors. | m2 | 7 | 0 | 0 |  | 0 | 0 | 0
Unit Rate In Letter USD. $:
2.1.1.2 | New sandblasted Glass doors. | m2 | 4 | 0 | 0 |  | 0 | 0 | 0
Unit Rate In Letter USD. $:
2.1.2 | GD2: The Glass doors for offices
2.1.2.1 | Rehabilitation of existing sandblasted Glass doors at offices | m2 | 0 | 0 | 0 |  | 0 | 0 | 0
Unit Rate In Letter USD. $:
2.1.2.2 | Maintenance of existing sandblasted Glass doors at offices | m2 | 7 | 0 | 0 |  | 0 | 0 | 0
Unit Rate In Letter USD. $:
2.1.3 | GD3: The double Glass doors for offices
2.1.2.1 | New sandblasted double Glass doors at offices | m2 | 10 | 10 | 7 |  | 0 | 0 | 0
Unit Rate In Letter USD. $:
2.2 | GLASS DOORS WITH ALUMINUM FRAME (Similar to Existing)
2.2.1 | AG: Aluminum Glass Doors
2.2.1.1 | New single glazed similar to existing Double hinged door at Room B126 | m2 | 0 | 7 | 0 |  | 0 | 0 | 0
Unit Rate In Letter USD. $:
2.2.1.2 | New single glazed similar to existing Single hinged door at Room B130 | m2 | 0 | 4 | 0 |  | 0 | 0 | 0
Unit Rate In Letter USD. $:
| GLASS DOORS TOTAL CARRIED TO PRICE SUMMARY | [5 empty] | 0 | 0 | 0

## Package 2
Item | Description | Unit | Quantities per Zone |  |  | Unit Price US $ | Total per Zone
|  |  | Zone A | Zone B | Zone C |  | Zone A | Zone B | Zone C
PACKAGE 2
CHAPTER 1 - WOOD DOORS
1.1 | General Paint for Wood Doors (Similar to Existing) - Remove all existing paint - Apply anti insects layer - Apply putty - Apply one layer undercoat - Apply three layers of epoxy paint for internal use - Replace all Hinges, locks, and handles. - Replace the broken and unclean glass - All needed items as per the Engineer instructions
1.1.1 | WDs: Wood Doors for services and wet areas (Mahogany) | m2 | 44 | 40 | 131 |  | 0 | 0 | 0
Unit Rate In Letter USD. $:
1.2.1 | WDo: The wooden doors for offices and corridors (Mahogany) | m2 | 12 | 13 | 49 |  | 0 | 0 | 0
Unit Rate In Letter USD. $:
1.3.1 | OWD: The ornamental wooden doors (Similar to existing in material and color) | m2 | 39 | 40 | 18 |  | 0 | 0 | 0
Unit Rate In Letter USD. $:
1.2 | Rehabilitation works for Wood Doors Rehabilitate the existing timber openings for any existing dimension Work to include: - The frame and the architrave - Replace all broken items and replace it by new with the same shape material and workmanship... - Remove all existing paint - Apply anti insects layer - Apply putty - Apply one layer undercoat - Apply three layers of epoxy paint for internal use - Replace all Hinges, locks, and handles. - Replace the broken and unclean glass - All needed items as per the Engineer instructions
1.2.1 | WDs: Wood Doors for services and wet areas (Mahogany) | m2 | 101 | 17 | 311 |  | 0 | 0 | 0
Unit Rate In Letter USD. $:
1.2.2 | WDo: The wooden doors for offices and corridors (Mahogany) | m2 | 44 | 32 | 182 |  | 0 | 0 | 0
Unit Rate In Letter USD. $:
1.2.3 | OWD: The ornamental wooden doors (Similar to existing) | m2 | 350 | 69 | 124 |  | 0 | 0 | 0
Unit Rate In Letter USD. $:
1.2.4 | Rehabilitation of ornemental perforated exterior wooden panels (Mcharabieh) (Similar to existing) | m2 | 328 | 0 | 0 |  | 0 | 0 | 0
Unit Rate In Letter USD. $:
1.3 | New wooden doors (Similar to existing) Supply and install all timber work with all related items The joinery works should be of the first class type and as per specifications and drawings Work to include: - Contractor shall remove all remaining damaged parts. - Material and labors - All accessories European Origin (Locks, hinges, handles…) - The frame for any width (Steel, Wood,…) - Paint as follows: - Anti insects layer - Putty - Three layers of undercoat - Three layers of epoxy paint - Apply and fix 6mm clear glass - Construct glass opening as drawings - Remove the existing timber panels - Repair the edges - The Contractor should submit shop drawings - All needed items as the Engineer instructions
1.3.1 | WDs: Wood Doors for services and wet areas (Mahogany) | m2 | 60 | 10 | 67 |  | 0 | 0 | 0
Unit Rate In Letter USD. $:
1.3.2 | WDo: The wooden doors for offices and corridors (Mahogany) | m2 | 13 | 53 | 86 |  | 0 | 0 | 0
Unit Rate In Letter USD. $:
1.3.3 | New door ornemental for internal spaces (Similar To Existing) | m2 | 229 | 78 | 23 |  | 0 | 0 | 0
Unit Rate In Letter USD. $:
1.3.4 | New door ornemental Kotrani for external spaces | m2 | 32 | 41 | 7 |  | 0 | 0 | 0
Unit Rate In Letter USD. $:
1.4 | Rehabilitation of existing Timber External Shutters: Rehabilitate the existing "Kotrani" timber shutters and make good as it was to become able to be used properly - Work to include: - Replace all damaged parts and replace by new ones the same kind of wood and in the same fixing manner - Remove completely the existing paint - Apply anti insects layer - Apply a base paint layer - Apply putty - Apply undercoat - Apply exterior paint 3 layers - Replace all accessories (Hinges and locks...) where needed - Labors & materials All needed items as per the Engineer instructions | m2 | 0 | 241 | 438 |  | 0 | 0 | 0
Unit Rate In Letter USD. $:
| WOOD DOORS TOTAL CARRIED TO PRICE SUMMARY | [5 empty] | 0 | 0 | 0
CHAPTER 2 - FALSE CEILING
2.1 | New Ceiling Panel (Type 1 Similar To Existing) Supply and install false ceiling Panels. Work to include: - Contractor shall remove damaged existing panels, material and accessories include transportation of demolished debris off site and for its legal disposal. - Labors - Materials - Special Heavy duty metal suspension system - Accessories - Angles - Plywood - All needed items as per the Engineer instructions
2.1.1 | New Installation of Gypsum Panel (Type 1a Similar To Existing) Supply and install gypsum board tiles suspended ceiling 60 x 60 cm Face: textured washable vinyl (PVC) Back: aluminum foil backing | m2 | 74 | 295 | 1186 |  | 0 | 0 | 0
Unit Rate In Letter USD. $:
2.1.2 | New Installation of Perforated Metal (Type 1b) Supply and install Perforated Metal tiles suspended ceiling 150 x 50 cm Folding type at Parking area. - Contractor shall remove damaged existing panels, material and accessories include transportation of demolished debris off site and for its legal disposal. | m2 | 419 | 0 | 0 |  | 0 | 0 | 0
Unit Rate In Letter USD. $:
2.1.3 | New Installation of Aluminum Panel ( Type 1c) Supply and install Aluminum tiles suspended ceiling 60x60 cm - Contractor shall remove damaged existing panels, material and accessories include transportation of demolished debris off site and for its legal disposal. | m2 | 1400 | 307 | 385 |  | 0 | 0 | 0
Unit Rate In Letter USD. $:
2.2 | Rehabilitation of Ceiling Panel (Type 1) Rehabilitation of existing ceiling panels Suspended Ceiling: works include: - Replace the damaged structure and fixations (Special Heavy duty metal suspension system) - Replace damaged tiles by new one - Labor - Material - Accessories - All needed items as per the engineers instructions.
2.2.1 | Rehabilitation of Gypsum Panel (Type 1a) Rehabilitation of existing gypsum board tiles suspended ceiling 60 x 60 cm (Similar to existing) | m2 | 51 | 233 | 390 |  | 0 | 0 | 0
Unit Rate In Letter USD. $:
2.2.2 | Rehabilitation of Perforated Metal (Type 1b) Rehabilitation of existing Perforated Metal tiles suspended ceiling 150 x 50 cm Folding type at Parking area. | m2 | 273 | 0 | 0 |  | 0 | 0 | 0
Unit Rate In Letter USD. $:
2.3 | Maintenance of Ceiling Panel (Type 1) Maintenance of existing ceiling panels Suspended Ceiling Works include: - Replace the damage tiles by new ones. - Proper fixation of the existing tiles. - Labor - Material - All needed items as per the engineers instructions.
2.3.1 | Maintenance of Gypsum Panel (Type 1a) Maintemance of existing gypsum board tiles suspended ceiling 60 x 60 cm (Similar to existing) | m2 | 57 | 153 | 957 |  | 0 | 0 | 0
Unit Rate In Letter USD. $:
2.3.2 | Arabic Gypsum ( Type 2 Similar To Existing ) including Expansion Joint in False Ceiling
2.3.2.1 | New Installation of Gypsum Arabic ( Type 2) | m2 | 18 | 91 | 86 |  | 0 | 0 | 0
Unit Rate In Letter USD. $:
2.3.2.2 | Rehabilitation of Gypsum Arabic ( Type 2) | m2 | 259 | 134 | 541 |  | 0 | 0 | 0
Unit Rate In Letter USD. $:
2.3.2.3 | Maintenance of Gypsum Arabic ( Type 2) | m2 | 200 | 133 | 957 |  | 0 | 0 | 0
Unit Rate In Letter USD. $:
2.3.3 | Gypsum Board (Type 3 Similar To Existing ) including expansion joint in false ceiling
2.3.3.1 | New Installation of Gypsum Board | m2 | 19 | 0 | 0 |  | 0 | 0 | 0
Unit Rate In Letter USD. $:
2.3.3.2 | Maintenance of Gypsum Board | m2 | 260 | 0 | 0 |  | 0 | 0 | 0
Unit Rate In Letter USD. $:
2.3.4 | Arabic Gypsum with Wood ( Type 4) Combination including expansion joint in false ceiling
2.3.4.1 | Rehabilitation of Arabic Gypsum with Wood | m2 | 32 | 0 | 0 |  | 0 | 0 | 0
Unit Rate In Letter USD. $:
2.4 | PVC Strips Suspended Ceiling (Type 5b) Rehabilitation of existing PVC Strips Suspended Ceiling Work to include: - Remove the existing damaged suspended ceiling strips and all damaged and unused items and replace the damaged tiles by new one - Replace the damaged structure and fixations (Special Heavy duty metal suspension system) - Labors - Materials - Accessories - Angles - All needed items as per the Engineer instructions
2.4.1 | Rehabilitation of PVC Strips Suspended Ceiling 25 cm - Basement Toilets | m2 | 0 | 7 | 18 |  | 0 | 0 | 0
Unit Rate In Letter USD. $:
2.5 | Rehabilitation of Decorative Wood Ceiling ( Type 6) Rehabilitate the existing wood ceiling and make good as it was. Work to include: - Replace all damaged parts and replace by new ones the same kind of wood and in the same fixing manner - Borate Wood Treatment - Paint similar to existing - Labors - Materials All needed items as per the Engineer instructions
2.5.1 | Rehabilitation of Decorative Wood Ceiling ( Type 6a) | m2 | 9 | 0 | 0 |  | 0 | 0 | 0
Unit Rate In Letter USD. $:
2.5.2 | Rehabilitation of Decorative Wood Ceiling ( Type 6c) | m2 | 0 | 0 | 32 |  | 0 | 0 | 0
Unit Rate In Letter USD. $:
2.5.3 | Rehabilitation of Decorative Wood Ceiling ( Type 6d) | m2 | 22 | 0 | 0 |  | 0 | 0 | 0
Unit Rate In Letter USD. $:
2.6 | Maintenance of Decorative Wood Ceiling ( Type 6) Maintain the existing wood ceiling and make good as it was. Work to include: - Borate Wood Treatment - Paint similar to existing - Labors - Materials All needed items as per the Engineer instructions
2.6.1 | Maintenance of Decorative Wood Ceiling ( Type 6b) | m2 | 211 | 0 | 0 |  | 0 | 0 | 0
Unit Rate In Letter USD. $:
2.7 | Rehabilitation of Existing Window Jambs Rehabilitate the existing window jambs and make good as it was. Work to include: - Replace all damaged parts and replace by new ones the same kind of the existing jambs and in the same fixing manner - All finishing works - Labors - Materials All needed items as per the Engineer instructions
2.7.1 | Rehabilitation of Double Glass Window - Arabic Gypsum Type | m2 | 3 | 129 | 138 |  | 0 | 0 | 0
Unit Rate In Letter USD. $:
2.7.2 | Rehabilitation of Bulletproof Glass Window- Arabic Gypsum Type | m2 | 426 | 55 | 31 |  | 0 | 0 | 0
Unit Rate In Letter USD. $:
2.7.3 | Rehabilitation of Bulletproof Glass Window - Marble Type | m2 | 67 | 0 | 10 |  | 0 | 0 | 0
Unit Rate In Letter USD. $:
2.8 | Installation of New Bullet Proof Window Jambs
2.8.1 | Gypsum Arabic (Similar To Existing bullet proof windows jams) | m2 | 34 | 7 | 0 |  | 0 | 0 | 0
Unit Rate In Letter USD. $:
2.8.2 | Ceramic | m2 | 49 | 0 | 0 |  | 0 | 0 | 0
Unit Rate In Letter USD. $:
2.9 | Wall
2.9.1 | New Precast Gypsum Board Partitions: Supply and install gypsum board precast walls as per the drawings and specifications, the walls should be composed of two layers of gypsum board 12mm thick with infill sound insulation materials Work to include: - Materials - Labors - Sound insulation layer 75 mm thick with 16Kg/m2 unsound attenuation of fiber glass blanket - Stainless steel hollow sections for fixation with all necessary stainless steel angles and elements - All needed items and as instructed by the Engineer | m2 | 34 | 107 | 40 |  | 0 | 0 | 0
Unit Rate In Letter USD. $:
2.9.2 | New Installation Gypsum Wall (Similar To Existing) | m2 | 155 | 226 | 97 |  | 0 | 0 | 0
Unit Rate In Letter USD. $:
2.9.3 | Rehabilitation of Glazed Mosaic Tiles | m2 | 426 | 0 | 0 |  | 0 | 0 | 0
Unit Rate In Letter USD. $:
2.9.4 | Rehabilitation of Granites Cladding | m2 | 66 | 239 | 0 |  | 0 | 0 | 0
Unit Rate In Letter USD. $:
2.9.5 | Rehabilitation of Marble Cladding | m2 | 69 | 0 | 0 |  | 0 | 0 | 0
Unit Rate In Letter USD. $:
2.9.6 | New Access panel ( 60 x 60 cm) - Gypsum ( Similar to existing) | No. | 32 | 17 | 17 |  | 0 | 0 | 0
Unit Rate In Letter USD. $:
2.9.7 | Gypsum Molding Cornice ( Similar to existing) | Lm | 0 | 14 | 87 |  | 0 | 0 | 0
Unit Rate In Letter USD. $:
2.9.8 | Marble Skirting ( Similar to Existing) | Lm | 54 | 14 | 0 |  | 0 | 0 | 0
Unit Rate In Letter USD. $:
2.1 | Rehabilitation of Segmental Lintel Door with Stone ( Similar to existing) Rehabilitate works for stones Work to include: - Determine the location of the damaged stone and location of dampness - Treat the dampness and the causes - Repair the stone by renewing the damaged and replace it with new ones with same stone - Clean the stones by suitable materials - Clear the place and infill in between the coarse (Lining) - All needed work as per the Engineer instructions
2.10.1 | Marble key Stone | m2 | 0 | 0 | 8 |  | 0 | 0 | 0
Unit Rate In Letter USD. $:
2.10.2 | Granite Stone | m2 | 0 | 0 | 14 |  | 0 | 0 | 0
Unit Rate In Letter USD. $:
2.11 | Paint Works ( Similar to existing) Paint include prepare the surfaces and treat these surfaces so the surfaces be able to receive the paints, The paint should be from the best quality as per specifications and as indicated in drawings The surfaces should be smooth before layers. The final layer and the permit from the Engineer should be secured before starting the final layer. All works and items should be as per the Engineer instructions
2.11.1 | False Ceiling Paint for Type 2 - Arabic Gypsum ( For affected Spaces) | m2 | 1492 | 996 | 2679 |  | 0 | 0 | 0
Unit Rate In Letter USD. $:
2.11.2 | False Ceiling Paint for Type 2 - Arabic Gypsum ( 1 Layer Paint for unaffected Spaces) | m2 | 7350 | 2275 | 1452 |  | 0 | 0 | 0
Unit Rate In Letter USD. $:
2.11.3 | False Ceiling Paint for Type 3 - Gypsum Board | m2 | 45 | 0 | 0 |  | 0 | 0 | 0
Unit Rate In Letter USD. $:
2.11.4 | False Ceiling Paint for Type 4 - Gypsum Arabic with Wood | m2 | 160 | 0 | 0 |  | 0 | 0 | 0
Unit Rate In Letter USD. $:
2.11.5 | False Ceiling Paint for Type 6a - Decorative Wood | m2 | 84 | 0 | 0 |  | 0 | 0 | 0
Unit Rate In Letter USD. $:
2.11.6 | False Ceiling Paint for Type 6b - Decorative Wood | m2 | 211 | 0 | 0 |  | 0 | 0 | 0
Unit Rate In Letter USD. $:
2.11.7 | False Ceiling Paint for Type 6c - Decorative Wood | m2 | 140 | 0 | 0 |  | 0 | 0 | 0
Unit Rate In Letter USD. $:
2.11.8 | False Ceiling Paint for Type 6d - Decorative Wood | m2 | 0 | 0 | 160 |  | 0 | 0 | 0
Unit Rate In Letter USD. $:
| FALSE CEILING TOTAL CARRIED TO PRICE SUMMARY | [5 empty] | 0 | 0 | 0
CHAPTER 3 - TOILETS
3.1 | Demolishing and Removal of Debris The works includes all demolishing works needed includig: - Tiling (floors and walls) - Baths fixtures and installation (pipes with different sizes) - Counter tops base and sinks - Water tanks of W.Cs - Hollow concrete block walls or concrete walls - Remove any existing ramps or stair as per drawings - Removing the existing waterproofing - Steel Structure - Any demolishing works needed for the school - The Contractor had to remove the debris completely to an approved dumps. | m2 | 221 | 571 | 910 |  | 0 | 0 | 0
Unit Rate In Letter USD. $:
3.2 | Waterproofing Membrane for Wet Areas (Type 4): Supply and install 2 coats of high quality standard PU below the tiling of the bathrooms and kitchen and at the places shown on drawings and as per the specifications. Work to include: - Cant strip - Cleaning the places - Place the PU - Lay the geotextile on the ground and at 30cm on the walls - The work should be executed by an expert company - Work should be tested by water test for 24 hours. - All needed works as per the Engineer instructions | m2 | 40 | 103 | 183 |  | 0 | 0 | 0
Unit Rate In Letter USD. $:
3.3 | Masonry:
3.3.1 | Solid and Hollow Concrete Blocks: Supply and install hollow concrete blocks on solid as per drawings. Work to include: - Materials, accessories and scaffolding - Lintel, sills, and joints - Use epoxy to connect the old part of lintels with new part. - Labors - All needed work as per the Engineer instructions
3.3.1.1 | 10cm Hollow Concrete blocks | m2 | 0 | 0 | 0 |  | 0 | 0 | 0
Unit Rate In Letter USD. $:
3.3.1.2 | 15cm Hollow Concrete blocks | m2 | 174 | 140 | 90 |  | 0 | 0 | 0
Unit Rate In Letter USD. $:
3.3.1.3 | 20cm Hollow Concrete blocks | m2 | 0 | 0 | 0 |  | 0 | 0 | 0
Unit Rate In Letter USD. $:
3.4 | Tiling Works Supply and install all tiling items for floors first class choice, with the skirting's Work to include all materials and labors and the Contractor should use all necessary rods and levels as per the Engineer instructions Works to include: - Special fill below tiles - Materials - Labors - Rubbing - Filling between tiles - Filling the skirting - Remove unsuitable items - Cleaning the places - All needed items as per the Engineer instructions
3.4.1 | Full Ceramic for Floors colored Supply and install anti skid colored full mass ceramic tiles, minimum size of 30x30cm. | m2 | 40 | 103 | 183 |  | 0 | 0 | 0
Unit Rate In Letter USD. $:
3.4.2 | Glazed Ceramic for Walls colored Supply and install glazed colored ceramic for walls, minimum size of 30x30cm. | m2 | 176 | 533 | 867 |  | 0 | 0 | 0
Unit Rate In Letter USD. $:
3.4.3 | Rehabilitation of existing marble counter top in toilets (W=60cm) Contractor shall ensure proper filling of the existing cracks to its original status, Work to include: - Contractor shall be clean and polish the counter by the missile. - Lining - Labor - Special materials - All needed items as per the specifications and the Engineer instructions. | Lm | 27 | 0 | 0 |  | 0 | 0 | 0
Unit Rate In Letter USD. $:
3.5 | Toilets Fixtures:
3.5.1 | W.C. Supply and install W.C. with the Flushing hose similar to Ideal Standard or approved equal, to be 40 cm from floor finish with seat cover. The cistern should be hidden from the back and as per manufacturer drawings and fixation. The work to include the installation, liking, cleaning with all necessary connection and accessories. Each W.C.
3.5.1.1 | WC- Wall Hang with trigger Spray | No. | 4 | 17 | 23 |  | 0 | 0 | 0
Unit Rate In Letter USD. $:
3.5.1.2 | Urinals | No. | 0 | 0 | 3 |  | 0 | 0 | 0
Unit Rate In Letter USD. $:
3.5.1.3 | Squatting WC with trigger Spray | No. | 0 | 0 | 0 |  | 0 | 0 | 0
Unit Rate In Letter USD. $:
3.5.2 | Lavatories Supply and install semi pedestal lavatory as shown in drawings and similar to Ideal Standard or approved equal, 45 x 36 cm, and fixed at 82 cm high from the floor finish. Cost to include all necessary connections, taps, mixers, and necessary accessories as specified. Semi Pedestal Wash Basin | No. | 4 | 19 | 29 |  | 0 | 0 | 0
Unit Rate In Letter USD. $:
3.5.3 | Shower Tray Supply and install shower tray manufactured by Ideal Standard, or approved equal. The shower tray should be provided with the related shower mixer and head Grohe brand or Ideal Standard or approved equal, as per the related detailed drawings. The work to include the installation, fixing, cleaning with all necessary connection and accessories. Installation shall not start on site unless the contractor has obtained all necessary approvals
3.5.3.1 | Shower 90x90 | No. | 0 | 0 | 1 |  | 0 | 0 | 0
Unit Rate In Letter USD. $:
3.5.3.2 | Shower 80x80 | No. | 0 | 3 | 4 |  | 0 | 0 | 0
Unit Rate In Letter USD. $:
3.5.3.3 | Shower 70x80 | No. | 1 | 3 | 4 |  | 0 | 0 | 0
Unit Rate In Letter USD. $:
3.5.3.4 | Shower Head | No. | 2 | 8 | 4 |  | 0 | 0 | 0
Unit Rate In Letter USD. $:
3.5.4 | Laboratory Countertop Supply and install complete counter for the laboratories to be of 20mm marble. Work to include: - All fixing elements - All stainless steel hangers - All necessary accessories - All needed opening for sinks - Counter edge of 4cm - The Contractor should submit shop drawings for approval - All needed items and as instructed by the Engineer | Lm | 10 | 0 | 0 |  | 0 | 0 | 0
Unit Rate In Letter USD. $:
3.5.5 | Urinals Partitions Resin (90 x 35cm TH= 2cm) Supply and install resin partitions as per drawings and specifications Work to include: - Shop drawings - Materials - Labors - All accessories - Supports and hangers shall Satin Anodized Aluminum - Stainless steel screws - All needed items and as instructed by the Engineer | No. | 0 | 0 | 2 |  | 0 | 0 | 0
Unit Rate In Letter USD. $:
| TOILETS TOTAL CARRIED TO PRICE SUMMARY | [5 empty] | 0 | 0 | 0
CHAPTER 3.1 - KITCHENS
3.1.1 | Demolishing and Removal of Debris The works includes all demolishing works needed includig: - Tiling (floors and walls) - Baths fixtures and installation (pipes with different sizes) - Counter tops base and sinks - Water tanks of W.Cs - Hollow concrete block walls or concrete walls - Remove any existing ramps or stair as per drawings - Removing the existing waterproofing - Steel Structure - Any demolishing works needed for the school - The Contractor had to remove the debris completely to an approved dumps. | m2 | 247 | 337 | 241 |  | 0 | 0 | 0
Unit Rate In Letter USD. $:
3.1.2 | Waterproofing Membrane for Wet Areas (Type 4): Supply and install 2 coats of high quality standard PU below the tiling of the bathrooms and kitchen and at the places shown on drawings and as per the specifications. Work to include: - Cant strip - Cleaning the places - Place the PU - Lay the geotextile on the ground and at 30cm on the walls - The work should be executed by an expert company - Work should be tested by water test for 24 hours. - All needed works as per the Engineer instructions | m2 | 72 | 62 | 60 |  | 0 | 0 | 0
Unit Rate In Letter USD. $:
3.1.3 | Kitchen Cabinets & Cupboards Supply and install Melamine laminated wood kitchen cabinets and cupboards including melamine off-white boxes and shelves, hardware, PVC skirting, concealed LED strip light (to be priced in this item), and all necessary material and accessories as per the specifications and drawings. Work to include: - Kitchen counter to be of 12mm granite - All cutting for appliances installations - All fixing elements - All stainless steel hangers - All necessary accessories - Counter edge of 4cm height - All needed items and as instructed by the Engineer
3.1.3.1 | Kitchen counter top similar to existing - Counter width 60cm - Top skirting 8cm / 1.2cm thick | Lm | 26 | 41 | 30 |  | 0 | 0 | 0
Unit Rate In Letter USD. $:
3.1.4 | Under mount kitchen stainless steel sink G.Grohe or equivalent 120cm x 50cm one bowl: Supply and install kitchen sink as specified including water connection, drain connection, angle valves, and all necessary accessories as required | No. | 3 | 10 | 6 |  | 0 | 0 | 0
Unit Rate In Letter USD. $:
3.1.5 | Kitchen sink mixer G.Grohe or equivalent : Supply and install kitchen mixer G.Grohe or equivalent with all water connection, and all necessary accessories as required | No. | 3 | 10 | 6 |  | 0 | 0 | 0
Unit Rate In Letter USD. $:
3.1.6 | Kitchen upper cabinets | Lm | 26 | 41 | 30 |  | 0 | 0 | 0
Unit Rate In Letter USD. $:
3.1.7 | Kitchen lower cabinets including a set of drawers | Lm | 26 | 41 | 30 |  | 0 | 0 | 0
Unit Rate In Letter USD. $:
3.1.8 | Electrical cooking stove with two burners | No. | 3 | 10 | 6 |  | 0 | 0 | 0
Unit Rate In Letter USD. $:
3.1.9 | Refrigerator | No. | 3 | 10 | 6 |  | 0 | 0 | 0
Unit Rate In Letter USD. $:
3.1.10 | Electrical Water Dispenser | No. | 3 | 10 | 6 |  | 0 | 0 | 0
Unit Rate In Letter USD. $:
3.1.11 | Microwave | No. | 3 | 10 | 6 |  | 0 | 0 | 0
Unit Rate In Letter USD. $:
3.1.12 | Tiling works: Supply and install all tiling items first class choice, with the skirtings. The Contractor should use all necessary rods and levels as per the Engineer. Work to include: - Special fill below tiles - Materials, tiles, mortars - Labors - Rubbing (if needed) - Filling between tiles - Filling the skirting (if needed) - Remove unsuitable items - Cleaning the places - All needed items as per the Enginner instructions
3.1.12.1 | Full Mass Ceramic for Floors Supply and install anti skid colored full mass ceramic tiles (first choice), minimum size of 30x30cm. | m2 | 72 | 62 | 60 |  | 0 | 0 | 0
Unit Rate In Letter USD. $:
3.1.12.2 | Glazed Ceramic for Walls Supply and install glazed colored ceramic for walls, minimum size of 30x30cm. | m2 | 316 | 308 | 221 |  | 0 | 0 | 0
Unit Rate In Letter USD. $:
| KITCHENS TOTAL CARRIED TO PRICE SUMMARY | [5 empty] | 0 | 0 | 0
CHAPTER 3.2 - MECHANICAL WORKS
3.2.1 | SANITARY, WASTE & VENT PIPE WORK INSTALLATION
3.2.1.1 | Drainage System inside the Building and along the building facade Supply, install, and test the sewage pipes. Pipes to be measured in Linear Meter with all related accessories, cleanouts, elbows, vent hangers, Roof Vent Cap, and all necessary accessories as per standard installation details, specifications, and in accordance with the latest version of the International Plumbing Code. To include any required coring and civil works. The diameter and type of the pipes are as follows:
A | Ø 50 mm UPVC | lm | 41 | 53 | 30 |  | 0 | 0 | 0
Unit Rate In Letter USD. $:
B | Ø 75 mm UPVC | lm | 23 | 47 | 30 |  | 0 | 0 | 0
Unit Rate In Letter USD. $:
C | Ø 110 mm UPVC | lm | 26 | 31 | 13 |  | 0 | 0 | 0
Unit Rate In Letter USD. $:
D | Ø 50 mm Cast Iron (similar to existing) | lm | 7 | 80 | 83 |  | 0 | 0 | 0
Unit Rate In Letter USD. $:
E | Ø 75 mm Cast Iron (similar to existing) | lm | 7 | 35 | 38 |  | 0 | 0 | 0
Unit Rate In Letter USD. $:
F | Ø 110 mm Cast Iron (similar to existing) | lm | 0 | 51 | 48 |  | 0 | 0 | 0
Unit Rate In Letter USD. $:
3.2.1.2 | Floor Drain
A | Supply and install floor drain with all necessary installation and connections. This includes all civil works and connection to piping Floor drains to be heavy duty UPVC, with 3x 2"(65 mm) inlet connections and one 2 1/2"(75 mm) outlet connection, integral trap with plug, 200mm x 200mm stainless steel or chrome plated bronze frame, adjustable level strainer and secured cover, all fixed onto the drain body as per the Engineer's instructions | No. | 10 | 16 | 11 |  | 0 | 0 | 0
Unit Rate In Letter USD. $:
B | Remove and reinstall existing floor drain with all necessary installation and connections. This includes all civil works and connection to piping as per the Engineer's instructions | No. | 3 | 13 | 19 |  | 0 | 0 | 0
Unit Rate In Letter USD. $:
C | Supply and install heavy duty Floor Drain cover,similar to existing. Works to include all civil works as per specs and the Engineer's instructions | No. | 4 | 2 | 4 |  | 0 | 0 | 0
Unit Rate In Letter USD. $:
3.2.1.3 | Floor clean out
A | Supply and install heavy duty UPVC floor clean out, complete with a heavy duty stainless steel or chrome plated bronze cover with access plate screwed to the cover. Work to include all civil works as per specs and the Engineer's instructions | No. | 4 | 3 | 3 |  | 0 | 0 | 0
Unit Rate In Letter USD. $:
B | Remove and reinstall existing floor clean out with all necessary installation and connections. This includes all civil works and connection to piping as per the Engineer's instructions | No. | 2 | 1 | 2 |  | 0 | 0 | 0
Unit Rate In Letter USD. $:
3.2.1.4 | Trench
A | Supply and install trench body with all necessary installation and connections. This includes all civil works and connection to piping as per the Engineer instructions (similar to existing in room B122) | m | 3 | 0 | 0 |  | 0 | 0 | 0
Unit Rate In Letter USD. $:
| SANITARY, WASTE & VENT PIPE WORK INSTALLATION TOTAL CARRIED TO PRICE SUMMARY | [5 empty] | 0 | 0 | 0
3.2.2 | WATER SUPPLY
3.2.2.1 | Cold Water Piping Supply, install and test water supply system (similar to existing). Cost to include all connections, supports, reducers, isolating valves, pressure gauges, pressure reducing valves, and accessories so that all piping can receive sanitary fixtures. To include any required coring and civil works. Works should be based on standard installation details, drawings, and specifications to the approval of the engineer.
A | Ø 20 mm PPR | lm | 48 | 147 | 168 |  | 0 | 0 | 0
Unit Rate In Letter USD. $:
B | Ø 25 mm PPR | lm | 25 | 39 | 66 |  | 0 | 0 | 0
Unit Rate In Letter USD. $:
C | Ø 32 mm PPR | lm | 21 | 51 | 55 |  | 0 | 0 | 0
Unit Rate In Letter USD. $:
D | Ø 20 mm Galvanized | lm | 14 | 0 | 7 |  | 0 | 0 | 0
Unit Rate In Letter USD. $:
E | Ø 25 mm Galvanized | lm | 7 | 0 | 7 |  | 0 | 0 | 0
Unit Rate In Letter USD. $:
F | Ø 32 mm Galvanized | lm | 8 | 0 | 7 |  | 0 | 0 | 0
Unit Rate In Letter USD. $:
3.2.2.2 | Hot Water Piping Supply, install and test water supply system (similar to existing). Cost to include all connections, supports, reducers, isolating valves, pressure gauges, pressure reducing valves, accessories, and insulation, so that all piping can receive sanitary fixtures. To include any required coring and civil works. Works should be based on standard installation details, drawings, and specifications to the approval of the engineer.
A | Ø 20 mm PPR | lm | 38 | 134 | 114 |  | 0 | 0 | 0
Unit Rate In Letter USD. $:
B | Ø 25 mm PPR | lm | 34 | 30 | 52 |  | 0 | 0 | 0
Unit Rate In Letter USD. $:
C | Ø 32 mm PPR | lm | 10 | 34 | 16 |  | 0 | 0 | 0
Unit Rate In Letter USD. $:
| WATER SUPPLY TOTAL CARRIED TO PRICE SUMMARY | [5 empty] | 0 | 0 | 0
| MECHANICAL WORKS TOTAL CARRIED TO PRICE SUMMARY | [5 empty] | 0 | 0 | 0
CHAPTER 3.3 - ELECTRICAL WORKS
3.3.1 | WIRING DEVICES AND DISCONNECT
3.3.1.1 | Electrical Sockets Supply, install the wiring devices complete including, wires, conduit, boxes, cover plates, frame, with all the necessary fixing accessories as per the drawings, specifications and Engineer instructions.
A | Wall mounted simple socket,13A-250V, 3 PIN | No | 4 | 1 | 7 |  | 0 | 0 | 0
Unit Rate In Letter USD. $:
B | Wall mounted duplex socket,13A-250V, 3 PIN | No | 4 | 3 | 1 |  | 0 | 0 | 0
Unit Rate In Letter USD. $:
C | Wall mounted weather proof simple socket, 13A-250V, 3 PIN | No | 0 | 0 | 10 |  | 0 | 0 | 0
Unit Rate In Letter USD. $:
D | Wall mounted weather proof duplex socket, 13A-250V, 3 PIN | No | 2 | 6 | 6 |  | 0 | 0 | 0
Unit Rate In Letter USD. $:
3.3.1.2 | Electrical Outlets Supply, install the Electrical Outlets, complete including wires, conduits, boxes, cover plates, frame, with all the necessary fixing accessories as per the drawings, specifications and Engineer instructions.
A | Cord grip outlet and switch for fan coil | No | 0 | 4 | 0 |  | 0 | 0 | 0
Unit Rate In Letter USD. $:
B | Switched Electrical outlet water proof inside pantry for Microwave | No | 2 | 5 | 7 |  | 0 | 0 | 0
Unit Rate In Letter USD. $:
C | Switched Electrical outlet water proof inside pantry for Fridge | No | 2 | 8 | 7 |  | 0 | 0 | 0
Unit Rate In Letter USD. $:
D | Switched Electrical outlet water proof inside pantry for Hood | No | 2 | 8 | 7 |  | 0 | 0 | 0
Unit Rate In Letter USD. $:
E | Switched Electrical outlet water proof inside pantry for Cooker | No | 2 | 8 | 7 |  | 0 | 0 | 0
Unit Rate In Letter USD. $:
F | Switched Electrical outlet water proof inside pantry for Freezer | No | 1 | 1 | 0 |  | 0 | 0 | 0
Unit Rate In Letter USD. $:
G | Switched Electrical outlet water proof inside pantry for Dish washer | No | 1 | 0 | 0 |  | 0 | 0 | 0
Unit Rate In Letter USD. $:
3.3.1.3 | Electrical Devices / Accessories Supply, install the wiring devices complete including, wires, conduit, boxes, cover plates, frame, with all the necessary fixing accessories as per the drawings, specifications and Engineer instructions.
A | Wall mounted one way, one gang lighting switch 10A-250V | No | 5 | 23 | 53 |  | 0 | 0 | 0
Unit Rate In Letter USD. $:
B | Wall mounted one way, one gang lighting switch 10A-250V (W.P) | No | 2 | 13 | 4 |  | 0 | 0 | 0
Unit Rate In Letter USD. $:
| WIRING DEVICES AND DISCONNECT TOTAL CARRIED TO PRICE SUMMARY | [5 empty] | 0 | 0 | 0
3.3.2 | LIGHTING FIXTURES
3.3.2.1 | Supply, install and test the lighting fixtures complete with all the necessary wires conduits, boxes, outlet points and accessories required to provide power to each lighting fitting from Panel board including the earth wire as per the drawings, specifications and Engineer instructions. The Contractor should submit samples of each lighting fixture for approval. The fixtures shall be of Led type.
3.3.2.1.1 | Recessed mounted Led lighting fixture 60x60 | No | 8 | 0 | 0 |  | 0 | 0 | 0
Unit Rate In Letter USD. $:
3.3.2.1.2 | Recessed mounted led spot light 24w | No | 5 | 34 | 79 |  | 0 | 0 | 0
Unit Rate In Letter USD. $:
3.3.2.1.3 | Linear led light under closet in pantries | No | 4 | 8 | 9 |  | 0 | 0 | 0
Unit Rate In Letter USD. $:
3.3.2.1.4 | Wall mounted Up/Down led light fixture in toilets | No | 0 | 1 | 0 |  | 0 | 0 | 0
Unit Rate In Letter USD. $:
| LIGHTING FIXTURES TOTAL CARRIED TO PRICE SUMMARY | [5 empty] | 0 | 0 | 0
| ELECTRICAL WORKS TOTAL CARRIED TO PRICE SUMMARY | [5 empty] | 0 | 0 | 0

## Package 3
Item | Description | Unit | Quantities per Zone |  |  | Unit Price US $ | Total per Zone
|  |  | Zone A | Zone B | Zone C |  | Zone A | Zone B | Zone C
PACKAGE 3
CHAPTER 1 - CURTAINS & SUN SCREENS
1.1 | Roll Up Curtain - Bateau 1st class Fabric with Sheer for VIP Official General Areas 1st class Fabric with Sheer and all needed accessories and tracks as indicated in drawings.
1.1.1 | Roll up Curtain Official Salon: Room 0048 | m2 | 0 | 82 | 0 |  | 0 | 0 | 0
Unit Rate In Letter USD. $:
1.1.2 | Roll up Curtain Room 2073 | m2 | 36 | 0 | 0 |  | 0 | 0 | 0
Unit Rate In Letter USD. $:
1.2 | Double Curtain VIP Official General Areas Decorative American 1st class Fabric with Sheer and all needed accessories and tracks as indicated in drawings.
1.2.1 | Double Curtain (Curtain with sheer) Room 0129 | m2 | 0 | 0 | 195 |  | 0 | 0 | 0
Unit Rate In Letter USD. $:
1.2.2 | Double Curtain (Curtain with sheer) Room 2103 | m2 | 0 | 0 | 200 |  | 0 | 0 | 0
Unit Rate In Letter USD. $:
1.2.3 | Double Curtain (Curtain with sheer and tracks/rods) Room 2101 | m2 | 0 | 0 | 73 |  | 0 | 0 | 0
Unit Rate In Letter USD. $:
1.2.4 | Double Curtain (Curtain with sheer) Room 0034 | m2 | 55 | 0 | 0 |  | 0 | 0 | 0
Unit Rate In Letter USD. $:
1.2.5 | Double Curtain (Curtain with sheer) Room 0035 | m2 | 127 | 0 | 0 |  | 0 | 0 | 0
Unit Rate In Letter USD. $:
1.2.6.1 | Double Curtain (Curtain with sheer) Room 1003 | m2 | 42 | 0 | 0 |  | 0 | 0 | 0
Unit Rate In Letter USD. $:
1.2.6.2 | Double Curtain (Curtain with sheer) Room 1003 | m2 | 52 | 0 | 0 |  | 0 | 0 | 0
Unit Rate In Letter USD. $:
1.2.7.1 | Double Curtain (Curtain with sheer and tracks/rods) Room 2003 - Side Windows | m2 | 42 | 0 | 0 |  | 0 | 0 | 0
Unit Rate In Letter USD. $:
1.2.7.2 | Double Curtain (Curtain with sheer and tracks/rods) Room 2003 - Doors | m2 | 52 | 0 | 0 |  | 0 | 0 | 0
Unit Rate In Letter USD. $:
1.2.7.3 | Double Curtain (Curtain with sheer and tracks/rods) Room 2003 - Central windows & door | m2 | 62 | 0 | 0 |  | 0 | 0 | 0
Unit Rate In Letter USD. $:
1.2.8 | Double Curtain (Curtain with sheer) Room 2017 - Windows | m2 | 55 | 0 | 0 |  | 0 | 0 | 0
Unit Rate In Letter USD. $:
1.2.9 | Double Curtain (Curtain with sheer and tracks/rods) Room 2063 - Central windows & door | m2 | 62 | 0 | 0 |  | 0 | 0 | 0
Unit Rate In Letter USD. $:
1.2.10 | Double Curtain (Curtain with sheer and curtain box) Room 2064 - Windows | m2 | 36 | 0 | 0 |  | 0 | 0 | 0
Unit Rate In Letter USD. $:
1.2.11 | Double Curtain (Curtain with sheer and tracks/rods) Room 2065 - Central windows & door | m2 | 166 | 0 | 0 |  | 0 | 0 | 0
Unit Rate In Letter USD. $:
1.2.12.1 | Double Curtain (Curtain with sheer) Room 2071 - Side Windows | m2 | 42 | 0 | 0 |  | 0 | 0 | 0
Unit Rate In Letter USD. $:
1.2.12.1 | Double Curtain (Curtain with sheer) Room 2071 - Central unit | m2 | 52 | 0 | 0 |  | 0 | 0 | 0
Unit Rate In Letter USD. $:
1.2.13 | Double Curtain (Curtain with sheer and tracks/rods) Room 2075 - Central windows & door | m2 | 62 | 0 | 0 |  | 0 | 0 | 0
Unit Rate In Letter USD. $:
1.3 | Double Curtain VIP Private Lounges & Bedrooms Decorative American 1st class Fabric with Sheer and all needed accessories and tracks as indicated in drawings
Unit Rate In Letter USD. $:
1.3.1 | Double Curtain (Curtain with sheer) Rooms: 2006, 2007 and 2010 | m2 | 109 | 0 | 0 |  | 0 | 0 | 0
Unit Rate In Letter USD. $:
1.3.2 | Double Curtain (Curtain with sheer) Room 2016 | m2 | 91 | 0 | 0 |  | 0 | 0 | 0
Unit Rate In Letter USD. $:
1.3.3 | Double Curtain (Curtain with sheer) Room: 2035 - Windows and centered door | m2 | 53 | 0 | 0 |  | 0 | 0 | 0
Unit Rate In Letter USD. $:
1.3.4 | Double Curtain (Curtain with sheer) Room: 2036 | m2 | 15 | 0 | 0 |  | 0 | 0 | 0
Unit Rate In Letter USD. $:
1.3.5 | Double Curtain (Curtain with sheer) Room: 2039 | m2 | 15 | 0 | 0 |  | 0 | 0 | 0
Unit Rate In Letter USD. $:
1.3.6.1 | Double Curtain (Curtain with sheer) Room 2052 - Side windows | m2 | 42 | 0 | 0 |  | 0 | 0 | 0
Unit Rate In Letter USD. $:
1.3.6.2 | Double Curtain (Curtain with sheer) Room 2052 - Central Unit (side Windows & centered Door) | m2 | 52 | 0 | 0 |  | 0 | 0 | 0
Unit Rate In Letter USD. $:
1.3.7.1 | Double Curtain (Curtain with sheer) Room 2057 - Side windows | m2 | 42 | 0 | 0 |  | 0 | 0 | 0
Unit Rate In Letter USD. $:
1.3.7.2 | Double Curtain (Curtain with sheer) Room 2057 - Central Unit ( side Windows & centered Door) | m2 | 52 | 0 | 0 |  | 0 | 0 | 0
Unit Rate In Letter USD. $:
1.4 | Double Curtain Official General Offices Areas Decorative American 1st class Fabric with Sheer and all needed accessories and tracks as indicated in drawings
1.4.1 | Double Curtain (Curtain with sheer) Room 1052 | m2 | 0 | 0 | 35 |  | 0 | 0 | 0
Unit Rate In Letter USD. $:
1.4.2 | Double Curtain (Curtain with sheer) Room 1054 | m2 | 0 | 0 | 23 |  | 0 | 0 | 0
Unit Rate In Letter USD. $:
1.4.3 | Double Curtain (Curtain with sheer) Room 1056 | m2 | 0 | 0 | 35 |  | 0 | 0 | 0
Unit Rate In Letter USD. $:
1.4.4 | Double Curtain (Curtain with sheer) Room 1058 | m2 | 0 | 0 | 23 |  | 0 | 0 | 0
Unit Rate In Letter USD. $:
1.4.5 | Double Curtain (Curtain with sheer) Room 1064 | m2 | 0 | 0 | 23 |  | 0 | 0 | 0
Unit Rate In Letter USD. $:
1.4.5 | Double Curtain (Curtain with sheer) Room 1069 | m2 | 0 | 0 | 58 |  | 0 | 0 | 0
Unit Rate In Letter USD. $:
1.4.6 | Double Curtain (Curtain with sheer) Room 1072 | m2 | 0 | 0 | 23 |  | 0 | 0 | 0
Unit Rate In Letter USD. $:
1.4.7 | Double Curtain (Curtain with sheer and tracks/rods) Room 1068 - Doors | m2 | 0 | 0 | 12 |  | 0 | 0 | 0
Unit Rate In Letter USD. $:
1.4.8 | Double Curtain (Curtain with sheer and tracks/rods) Room 1055 - Doors | m2 | 0 | 0 | 23 |  | 0 | 0 | 0
Unit Rate In Letter USD. $:
1.4.9 | Double Curtain (Curtain with sheer) Room 1034 | m2 | 0 | 23 | 0 |  | 0 | 0 | 0
Unit Rate In Letter USD. $:
1.4.10 | Double Curtain (Curtain with sheer) Room 1037 | m2 | 0 | 35 | 0 |  | 0 | 0 | 0
Unit Rate In Letter USD. $:
1.4.11 | Double Curtain (Curtain with sheer) Room 1041 | m2 | 0 | 35 | 0 |  | 0 | 0 | 0
Unit Rate In Letter USD. $:
1.4.12 | Double Curtain (Curtain with sheer) Room 1043 | m2 | 0 | 23 | 0 |  | 0 | 0 | 0
Unit Rate In Letter USD. $:
1.4.13 | Double Curtain (Curtain with sheer and tracks/rods) Room 1039 - Doors | m2 | 0 | 23 | 0 |  | 0 | 0 | 0
Unit Rate In Letter USD. $:
1.4.14 | Double Curtain (Curtain with sheer and tracks/rods) Rooms: 1039, 1040, 1051 - Doors | m2 | 0 | 70 | 0 |  | 0 | 0 | 0
Unit Rate In Letter USD. $:
1.4.15 | Double Curtain (Curtain with sheer) Room 1005 | m2 | 35 | 0 | 0 |  | 0 | 0 | 0
Unit Rate In Letter USD. $:
1.4.15 | Double Curtain (Curtain with sheer) Room 1006 | m2 | 23 | 0 | 0 |  | 0 | 0 | 0
Unit Rate In Letter USD. $:
1.4.16 | Double Curtain (Curtain with sheer) Room 1007A | m2 | 12 | 0 | 0 |  | 0 | 0 | 0
Unit Rate In Letter USD. $:
1.4.17 | Double Curtain (Curtain with sheer) Room 1009 | m2 | 58 | 0 | 0 |  | 0 | 0 | 0
Unit Rate In Letter USD. $:
1.4.18 | Double Curtain (Curtain with sheer) Room 1010A | m2 | 12 | 0 | 0 |  | 0 | 0 | 0
Unit Rate In Letter USD. $:
1.4.19 | Double Curtain (Curtain with sheer) Room 1013 | m2 | 47 | 0 | 0 |  | 0 | 0 | 0
Unit Rate In Letter USD. $:
1.4.20 | Double Curtain (Curtain with sheer) Room 1026 | m2 | 94 | 0 | 0 |  | 0 | 0 | 0
Unit Rate In Letter USD. $:
1.4.21 | Double Curtain (Curtain with sheer) Room 1029 | m2 | 35 | 0 | 0 |  | 0 | 0 | 0
Unit Rate In Letter USD. $:
1.4.22 | Double Curtain (Curtain with sheer and tracks/rods) Room1030 | m2 | 35 | 0 | 0 |  | 0 | 0 | 0
Unit Rate In Letter USD. $:
1.4.23 | Double Curtain (Curtain with sheer) Rooms: 2094, 2096 | m2 | 70 | 0 | 0 |  | 0 | 0 | 0
Unit Rate In Letter USD. $:
1.4.24 | Double Curtain (Curtain with sheer) Rooms: 2098, 2099, 2111, 2131 | m2 | 94 | 0 | 0 |  | 0 | 0 | 0
Unit Rate In Letter USD. $:
1.4.25 | Double Curtain (Curtain with sheer) Rooms: 2119,2132 | m2 | 23 | 0 | 0 |  | 0 | 0 | 0
Unit Rate In Letter USD. $:
1.4.26 | Double Curtain (Curtain with sheer and tracks/rods) Room 2112 | m2 | 0 | 0 | 35 |  | 0 | 0 | 0
Unit Rate In Letter USD. $:
1.4.27 | Double Curtain (Curtain with sheer and tracks/rods) Room 2116 | m2 | 0 | 0 | 23 |  | 0 | 0 | 0
Unit Rate In Letter USD. $:
1.4.28 | Double Curtain (Curtain with sheer and tracks/rods) Room 2118 | m2 | 0 | 0 | 12 |  | 0 | 0 | 0
Unit Rate In Letter USD. $:
1.4.29 | Double Curtain (Curtain with sheer and tracks/rods) Room 2120 | m2 | 0 | 0 | 27 |  | 0 | 0 | 0
Unit Rate In Letter USD. $:
1.4.30 | Double Curtain (Curtain with sheer and tracks/rods) Room 2122 | m2 | 0 | 0 | 23 |  | 0 | 0 | 0
Unit Rate In Letter USD. $:
1.4.31 | Double Curtain (Curtain with sheer and tracks/rods) Room 2124 | m2 | 0 | 0 | 12 |  | 0 | 0 | 0
Unit Rate In Letter USD. $:
1.4.32 | Double Curtain (Curtain with sheer and tracks/rods) Room 2129 | m2 | 0 | 0 | 35 |  | 0 | 0 | 0
Unit Rate In Letter USD. $:
1.4.33 | Double Curtain (Curtain with sheer) Rooms:2078, 2080 | m2 | 0 | 70 | 0 |  | 0 | 0 | 0
Unit Rate In Letter USD. $:
1.4.34 | Double Curtain (Curtain with sheer) Room 2093 | m2 | 0 | 23 | 0 |  | 0 | 0 | 0
Unit Rate In Letter USD. $:
1.4.35 | Double Curtain (Curtain with sheer and tracks/rods) Rooms: 2081, 2082,2086 | m2 | 0 | 70 | 0 |  | 0 | 0 | 0
Unit Rate In Letter USD. $:
1.4.36 | Double Curtain (Curtain with sheer) Room 2084 | m2 | 0 | 35 | 0 |  | 0 | 0 | 0
Unit Rate In Letter USD. $:
1.5 | Rehabilitation of Existing Curtains as indicated in drawings
1.5.1 | New tracks (rod) & new sheer (Block A-2 x Main Halls at the entrance) | m2 | 458 | 0 | 0 |  | 0 | 0 | 0
Unit Rate In Letter USD. $:
1.5.2 | New tracks (rod) & new sheer (Block A-2 x Main Halls at the entrance) | m2 | 229 | 0 | 0 |  | 0 | 0 | 0
Unit Rate In Letter USD. $:
1.5.3 | New tracks (rod) & new sheer (Block A-2 x Main Halls at the entrance) | m2 | 129 | 0 | 0 |  | 0 | 0 | 0
Unit Rate In Letter USD. $:
1.6 | Sunscreens Supply & install Sunscreens Fabrics in roll black out as indicated in drawings
1.6.1 | Sun screen Fabrics in roll black out for offices | m2 | 219 | 597 | 1193 |  | 0 | 0 | 0
Unit Rate In Letter USD. $:
1.6.2 | Sun screen Fabrics in rolls no black out for Room 0058 | m2 | 0 | 44 | 0 |  | 0 | 0 | 0
Unit Rate In Letter USD. $:
| CURTAINS & SUN SCREENS TOTAL CARRIED TO PRICE SUMMARY | [5 empty] | 0 | 0 | 0

## Package 4 (HVAC-1)
Item | Description | Unit | Quantities per Zone |  |  | Unit Price US $ | Total per Zone
|  |  | Zone A | Zone B | Zone C |  | Zone A | Zone B | Zone C
PACKAGE 4
1 | CHAPTER 1 - VENTILATION, AIR CONDITIONING (1/2)
1.1 | Duct Work
1.1 | Galvanized Steel Sheet Metal Ductwork Repairs Including all splitters, volume dampers , air deflectors, hangers, supports, joints, access doors, sealants, duct connections, sleeves, frames, collars, fittings, controls and accessories; all gauges; square or rectangular section; fixing to concrete/steel soffits or the like, complete as specified and as shown on drawings.
1.1.1 | Galvanized steel ducts G90 | kg | 5290 | 4897 | 7714 |  | 0 | 0 | 0
Unit Rate In Letter USD. $:
1.2 | Fiber glass insulation Repairs Fiber glass insulation thermosetting resin, 1.5 pcf or 24 kg/m³, minimum K-factor of 0.22 BTU in/ft².hr.of at 75°F or 0.032 w/m°C at 24°C, including fixation and installation complete as specified and as shown on drawings.
1.2.1 | 40 mm thick blanket | m2 | 1204 | 519 | 759 |  | 0 | 0 | 0
Unit Rate In Letter USD. $:
1.3 | Air Cooled Chillers (on Roof)
1.3.1 | Chilled Water and Heating Pumps Remove, Repair, reinstall, connect and test the following pumps (CHWPs 3 and 5) complete with pressure switch and gauges, and all necessary fixing accessories and pipe Connection as Scheduled and Specified. Similar to the existing equipment. | No. | 0 | 0 | 2 |  | 0 | 0 | 0
Unit Rate In Letter USD. $:
1.3.2 | Treatment for Humidity Problem
A | Treatment for Humity Problem in Zone A Basement Rooms (B030 to B044) as per Appendix #1 | No. | 2 | 0 | 0 |  | 0 | 0 | 0
Unit Rate In Letter USD. $:
B | Treatment for Humity Problem in Zone A Ground floor Room (0009 A) as per Appendix #1 | No. | 2 | 0 | 0 |  | 0 | 0 | 0
Unit Rate In Letter USD. $:
1.3.3 | Cooling and Heating Problem in Ground and First Floor Zone B (Due to new Adjacent building constuction)
A | Air Balancing Adjustment in Ground Floor Rooms (0152 to 0163) and in First Floor Rooms (1172 to 1183) | No. | 2 | 0 | 0 |  | 0 | 0 | 0
Unit Rate In Letter USD. $:
1.3.4 | Air Handling Units
1.3.4.1 | Repair coil, duct connections, body and all damaged accessories. (TRANE)
A | AHU-F2 (13300CFM) | No. | 2 | 0 | 0 |  | 0 | 0 | 0
Unit Rate In Letter USD. $:
B | AHU-F9 (17600CFM) | No. | 0 | 2 | 0 |  | 0 | 0 | 0
Unit Rate In Letter USD. $:
1.3.4.2 | Repair or replace doors for the following AHUs. (TRANE)
A | AHU-F10 (25730 cfm) | No. | 0 | 0 | 2 |  | 0 | 0 | 0
Unit Rate In Letter USD. $:
B | AHU-G4 (22560 cfm) | No. | 2 | 0 | 0 |  | 0 | 0 | 0
Unit Rate In Letter USD. $:
C | AHU-S9 (14060 cfm) | No. | 2 | 0 | 0 |  | 0 | 0 | 0
Unit Rate In Letter USD. $:
1.3.5 | Fan Coil Units Replacing, and Installing new Fan Coil Units, Including motor, blower, coil, Belts, dampers, Filters, Flanges, Support Framing, Mounting Bolts, Water Connections, Electrical Controls, Electrical Outlet connection and all Necessary Fixing Accessories and Duct Connection as Scheduled and as Specified. FCU shall be of make TRANE or approved equal
A | FCU-S7 2100 cfm (B124 Entrance Hall) | No. | 0 | 4 | 0 |  | 0 | 0 | 0
Unit Rate In Letter USD. $:
B | FCU-B15 1760 cfm (B129 Misters' drivers) | No. | 0 | 2 | 0 |  | 0 | 0 | 0
Unit Rate In Letter USD. $:
C | FCU-B9 550 cfm (B012 Security office) | No. | 2 | 0 | 0 |  | 0 | 0 | 0
Unit Rate In Letter USD. $:
D | FCU-B8 550 cfm (B015 Security office) | No. | 2 | 0 | 0 |  | 0 | 0 | 0
Unit Rate In Letter USD. $:
1.3.6 | Relocation and Rerouting Existing Air Conditioning Units Serving Server Room (0081) @ GF zone C Relocation of existing outdoor condenser split air conditioning units from generator's Chimney shaft to new location on roof. Item to include new insulated refrigerant piping and all needed electrical and mechanical connections and accessories | No. | 0 | 0 | 3 |  | 0 | 0 | 0
Unit Rate In Letter USD. $:
1.3.7 | Fans
1.3.7.1 | Repair and Replace the necessary parts Including motor, blower, Belts, dampers, Filters, Flanges, Support Framing, Mounting Bolts, ant vibration, Controls, Sound Attenuators, Automatic Shutters (Where Applicable) Electrical Outlets connection and all Necessary Fixing Accessories and duct Connection as Scheduled and as Specified. Similar to the existing equipment.
A | EXF-2 (7000 cfm) | No. | 2 | 0 | 0 |  | 0 | 0 | 0
Unit Rate In Letter USD. $:
B | EXF-4 (2550 cfm) | No. | 2 | 0 | 0 |  | 0 | 0 | 0
Unit Rate In Letter USD. $:
C | EXF-33 (1700 cfm) | No. | 0 | 2 | 0 |  | 0 | 0 | 0
Unit Rate In Letter USD. $:
D | EXF-41 (2075 cfm) | No. | 0 | 0 | 2 |  | 0 | 0 | 0
Unit Rate In Letter USD. $:
1.3.7.2 | Supply, Install and Test the Following Fans, Including Flanges, Support Framing, Mounting Bolts, Controls, Sound Attenuators if required and all Necessary Fixing Accessories and Connection as Specified, and in accordance with the drawings and specifications. Located above false ceiling and serving new toilets in room 1028.
A | 300 CFM | No. | 0 | 0 | 2 |  | 0 | 0 | 0
Unit Rate In Letter USD. $:
1.3.7.3 | Air Curtains Repair, Replace, and Test motor, blower, Support Framing, Mounting Bolts, Controls, Electrical Outlets connection and all Necessary Fixing Accessories and Connection as Scheduled and as Specified. Similar to the existing equipment.
A | Door size 2200 x 2750mm | No. | 0 | 5 | 0 |  | 0 | 0 | 0
Unit Rate In Letter USD. $:
B | Door size 2770 x 3700mm | No. | 3 | 0 | 0 |  | 0 | 0 | 0
Unit Rate In Letter USD. $:
C | Door size 3020 x 3830mm | No. | 3 | 0 | 0 |  | 0 | 0 | 0
Unit Rate In Letter USD. $:
D | Door size 1800 x 2300mm | No. | 0 | 2 | 5 |  | 0 | 0 | 0
Unit Rate In Letter USD. $:
1.3.7.4 | Diffusers, Registers and Grills: Supply and Install the Following Complete with all Duct Connections, Plenum Boxes, insulation, Built-in Volume Dampers, and Framing, similar to existing. as Specified and as Shown on Drawings and details.
1.3.7.5 | Supply Ceiling Diffuser
A | CD 6" x 6" | No. | 0 | 1 | 2 |  | 0 | 0 | 0
Unit Rate In Letter USD. $:
B | CD 9" x 9" | No. | 0 | 3 | 18 |  | 0 | 0 | 0
Unit Rate In Letter USD. $:
C | CD 12" x 12" | No. | 2 | 5 | 27 |  | 0 | 0 | 0
Unit Rate In Letter USD. $:
D | CD 15" x 15" | No. | 2 | 9 | 28 |  | 0 | 0 | 0
Unit Rate In Letter USD. $:
E | CD 18" x 18" | No. | 0 | 0 | 6 |  | 0 | 0 | 0
Unit Rate In Letter USD. $:
1.7.3.6 | Return Ceiling Diffuser
A | RD 6" x 6" | No. | 0 | 2 | 0 |  | 0 | 0 | 0
Unit Rate In Letter USD. $:
B | RD 9" x 9" | No. | 0 | 10 | 22 |  | 0 | 0 | 0
Unit Rate In Letter USD. $:
C | RD 12" x 12" | No. | 2 | 6 | 31 |  | 0 | 0 | 0
Unit Rate In Letter USD. $:
D | RD 15" x 15" | No. | 3 | 15 | 44 |  | 0 | 0 | 0
Unit Rate In Letter USD. $:
E | RD 18" x 18" | No. | 0 | 0 | 6 |  | 0 | 0 | 0
Unit Rate In Letter USD. $:
F | RD 21" x 21" | No. | 0 | 0 | 2 |  | 0 | 0 | 0
Unit Rate In Letter USD. $:
1.7.3.7 | Supply register
A | SR 10" x 10" | No. | 3 | 0 | 0 |  | 0 | 0 | 0
Unit Rate In Letter USD. $:
B | SR 12" x 12" | No. | 4 | 0 | 0 |  | 0 | 0 | 0
Unit Rate In Letter USD. $:
C | SR 14" x 14" | No. | 4 | 0 | 0 |  | 0 | 0 | 0
Unit Rate In Letter USD. $:
D | SR 15" x 15" | No. | 2 | 0 | 0 |  | 0 | 0 | 0
Unit Rate In Letter USD. $:
E | SR 16" x 16" | No. | 2 | 0 | 0 |  | 0 | 0 | 0
Unit Rate In Letter USD. $:
F | SR 18" x 18" | No. | 3 | 0 | 0 |  | 0 | 0 | 0
Unit Rate In Letter USD. $:
G | SR 20" x 20" | No. | 10 | 0 | 0 |  | 0 | 0 | 0
Unit Rate In Letter USD. $:
H | SR 22" x 22" | No. | 5 | 0 | 0 |  | 0 | 0 | 0
Unit Rate In Letter USD. $:
I | SR 24" x 24" | No. | 15 | 0 | 0 |  | 0 | 0 | 0
Unit Rate In Letter USD. $:
1.7.3.8 | Transfer register
A | TR 6" x 6" | No. | 3 | 2 | 6 |  | 0 | 0 | 0
Unit Rate In Letter USD. $:
B | TR 8" x 8" | No. | 5 | 0 | 5 |  | 0 | 0 | 0
Unit Rate In Letter USD. $:
C | TR 9" x 9" | No. | 2 | 0 | 0 |  | 0 | 0 | 0
Unit Rate In Letter USD. $:
D | TR 10" x 10" | No. | 3 | 2 | 0 |  | 0 | 0 | 0
Unit Rate In Letter USD. $:
E | TR 12" x 12" | No. | 2 | 3 | 7 |  | 0 | 0 | 0
Unit Rate In Letter USD. $:
1.7.3.9 | Exhaust register
A | ER Ø6" | No. | 0 | 0 | 3 |  | 0 | 0 | 0
Unit Rate In Letter USD. $:
B | ER 6" x 6" | No. | 27 | 24 | 68 |  | 0 | 0 | 0
Unit Rate In Letter USD. $:
C | ER 8" x 8" | No. | 10 | 0 | 15 |  | 0 | 0 | 0
Unit Rate In Letter USD. $:
D | ER 9" x 9" | No. | 4 | 2 | 2 |  | 0 | 0 | 0
Unit Rate In Letter USD. $:
E | ER 10" x 10" | No. | 5 | 4 | 0 |  | 0 | 0 | 0
Unit Rate In Letter USD. $:
F | ER 12" x 12" | No. | 10 | 3 | 10 |  | 0 | 0 | 0
Unit Rate In Letter USD. $:
G | ER 14" x 14" | No. | 2 | 0 | 0 |  | 0 | 0 | 0
Unit Rate In Letter USD. $:
H | ER 15" x 15" | No. | 2 | 4 | 0 |  | 0 | 0 | 0
Unit Rate In Letter USD. $:
I | ER 16" x 16" | No. | 3 | 0 | 0 |  | 0 | 0 | 0
Unit Rate In Letter USD. $:
J | ER 18" x 18" | No. | 4 | 0 | 0 |  | 0 | 0 | 0
Unit Rate In Letter USD. $:
K | ER 20" x 20" | No. | 7 | 0 | 0 |  | 0 | 0 | 0
Unit Rate In Letter USD. $:
L | ER 22" x 22" | No. | 6 | 0 | 0 |  | 0 | 0 | 0
Unit Rate In Letter USD. $:
1.7.3.10 | Supply Linear Slot Diffuser
A | Supply Linear Diffuser 4 Slots 1"width | Lm | 0 | 9 | 8 |  | 0 | 0 | 0
Unit Rate In Letter USD. $:
B | Supply Linear Diffuser 5 Slots 1"width | Lm | 0 | 0 | 5 |  | 0 | 0 | 0
Unit Rate In Letter USD. $:
C | Supply Linear Diffuser 6 Slots 1"width | Lm | 0 | 14 | 0 |  | 0 | 0 | 0
Unit Rate In Letter USD. $:
1.7.3.11 | Return Linear Slot Diffuser
A | Return Linear Diffuser 4 Slots 1"width | Lm | 0 | 0 | 13 |  | 0 | 0 | 0
Unit Rate In Letter USD. $:
B | Return Linear Diffuser 5 Slots 1"width | Lm | 0 | 0 | 3 |  | 0 | 0 | 0
Unit Rate In Letter USD. $:
C | Return Linear Diffuser 6 Slots 1"width | Lm | 7 | 0 | 4 |  | 0 | 0 | 0
Unit Rate In Letter USD. $:
1.7.3.12 | Supply linear bar grille
A | Linear Bar Supply Grille 6" | Lm | 0 | 0 | 5 |  | 0 | 0 | 0
Unit Rate In Letter USD. $:
1.7.3.13 | Return linear bar grille
A | Linear Bar Return Grille 6" | Lm | 4 | 0 | 0 |  | 0 | 0 | 0
Unit Rate In Letter USD. $:
1.7.3.14 | Diffusers, Registers and Grills: Fix the Following Complete with all Duct Connections, Plenum Boxes,Repair existing insulation, Built-in Volume Dampers, and Framing as Specified and as Shown on Drawings and details.
1.7.3.15 | Supply Ceiling Diffuser
A | CD 9" x 9" | No. | 0 | 0 | 2 |  | 0 | 0 | 0
Unit Rate In Letter USD. $:
B | CD 12" x 12" | No. | 0 | 2 | 3 |  | 0 | 0 | 0
Unit Rate In Letter USD. $:
C | CD 15" x 15" | No. | 3 | 9 | 3 |  | 0 | 0 | 0
Unit Rate In Letter USD. $:
D | CD 21" x 21" | No. | 0 | 0 | 2 |  | 0 | 0 | 0
Unit Rate In Letter USD. $:
1.7.3.16 | Return Ceiling Diffuser
A | RD 15" x 15" | No. | 3 | 5 | 2 |  | 0 | 0 | 0
Unit Rate In Letter USD. $:
B | RD 18" x 18" | No. | 0 | 0 | 2 |  | 0 | 0 | 0
Unit Rate In Letter USD. $:
C | RD 21" x 21" | No. | 0 | 0 | 2 |  | 0 | 0 | 0
Unit Rate In Letter USD. $:
1.7.3.17 | Supply Grille
A | SG 92" x 8" | No. | 0 | 2 | 0 |  | 0 | 0 | 0
Unit Rate In Letter USD. $:
1.7.3.18 | Exhaust Grille
A | ER 6" x 6" | No. | 0 | 3 | 2 |  | 0 | 0 | 0
Unit Rate In Letter USD. $:
B | ER 10" x 10" | No. | 0 | 0 | 2 |  | 0 | 0 | 0
Unit Rate In Letter USD. $:
C | ER 16" x 16" | No. | 0 | 2 | 0 |  | 0 | 0 | 0
Unit Rate In Letter USD. $:
1.7.3.19 | Supply Linear Slot Diffuser
A | Supply Linear Diffuser 4 Slots 1"width | Lm | 24 | 26 | 27 |  | 0 | 0 | 0
Unit Rate In Letter USD. $:
B | Supply Linear Diffuser 5 Slots 1"width | Lm | 4 | 0 | 0 |  | 0 | 0 | 0
Unit Rate In Letter USD. $:
C | Supply Linear Diffuser 6 Slots 1"width | Lm | 34 | 10 | 16 |  | 0 | 0 | 0
Unit Rate In Letter USD. $:
1.7.3.20 | Return Linear Slot Diffuser
A | Return Linear Diffuser 4 Slots 1"width | Lm | 7 | 14 | 9 |  | 0 | 0 | 0
Unit Rate In Letter USD. $:
B | Return Linear Diffuser 5 Slots 1"width | Lm | 4 | 0 | 0 |  | 0 | 0 | 0
Unit Rate In Letter USD. $:
C | Return Linear Diffuser 6 Slots 1"width | Lm | 34 | 5 | 5 |  | 0 | 0 | 0
Unit Rate In Letter USD. $:
1.7.3.21 | Supply linear bar grille
A | Linear Bar Supply Grille 4" | Lm | 7 | 0 | 0 |  | 0 | 0 | 0
Unit Rate In Letter USD. $:
B | Linear Bar Supply Grille 6" | Lm | 12 | 4 | 14 |  | 0 | 0 | 0
Unit Rate In Letter USD. $:
C | Linear Bar Supply Grille 8" | Lm | 9 | 0 | 0 |  | 0 | 0 | 0
Unit Rate In Letter USD. $:
1.7.3.22 | Return linear bar grille
A | Return Bar Supply Grille 4" | Lm | 7 | 0 | 0 |  | 0 | 0 | 0
Unit Rate In Letter USD. $:
B | Return Bar Supply Grille 6" | Lm | 8 | 0 | 5 |  | 0 | 0 | 0
Unit Rate In Letter USD. $:
C | Return Bar Supply Grille 16" | Lm | 0 | 0 | 7 |  | 0 | 0 | 0
Unit Rate In Letter USD. $:
| VENTILATION, AIR CONDITIONING TOTAL CARRIED TO PRICE SUMMARY | [5 empty] | 0 | 0 | 0
2 | CHAPTER 2 - FIREFIGHTING SYSTEM
2.1 | Diesel Fire Pumps Supply and install 2 Batteries 100 AH for Diesel Fire Pump FP-3 including testing and repairing of deisel pump if needed. | No. | 0 | 0 | 2 |  | 0 | 0 | 0
Unit Rate In Letter USD. $:
2.2 | Electrical Fire Pumps Test and Repair Electrical pump (seal, and all related mechanical and electrical equipments). | No. | 0 | 0 | 3 |  | 0 | 0 | 0
Unit Rate In Letter USD. $:
2.3 | Sprinkler Covers Supply and install Sprinkler covers in Basement Car parking Area | No. | 0 | 10 | 0 |  | 0 | 0 | 0
Unit Rate In Letter USD. $:
2.4 | Fire Extinguisher Supply and install ABC Fire Extinguisher 4.5kg similar to existing. | No. | 2 | 0 | 0 |  | 0 | 0 | 0
Unit Rate In Letter USD. $:
| FIREFIGHTING SYSTEM TOTAL CARRIED TO PRICE SUMMARY | [5 empty] | 0 | 0 | 0

## Package 4 (HVAC-2)
Item | Description | Unit | QTY | Unit Price US $ | Total Price US $
3 | CHAPTER 3 - VENTILATION, AIR CONDITIONING (2/2)
3.1 | Duct Cleaning Cleaning of all dirt, dust, mold, and moisture from all Supply Return, Fresh air and Exhaust ducts | LS | 1 |  | 0
Unit Rate In Letter USD. $:
3.2 | Air Cooled Chillers (on Roof)
A | Supply and Install new Screen control Panels for chillers (3 and 5) similar to existing as Scheduled and specified. Chillers are of TRANE Model (300 Tons capacity each) | No. | 3 |  | 0
Unit Rate In Letter USD. $:
B | Supply and Install new Temperature Sensors for chillers (1, 2, 3, 4, and 5) similar to existing as Scheduled and specified. Chillers are of TRANE Model (300 Tons capacity each) | No. | 13 |  | 0
Unit Rate In Letter USD. $:
C | Supply and Install new Flow Switch for 3 chillers similar to existing as Scheduled and specified. Chillers are of TRANE Model (300 Tons capacity each) | No. | 4 |  | 0
Unit Rate In Letter USD. $:
D | Supply new Flow Switch for 2 chillers similar to existing as Scheduled and specified. Chillers are of TRANE Model (300 Tons capacity each) | No. | 3 |  | 0
Unit Rate In Letter USD. $:
3.3 | Chilled Water and Heating Pumps Alignment of all Chilled water and heating pump couplings | No. | 34 |  | 0
Unit Rate In Letter USD. $:
3.4 | Chilled Water and Heating Pipes Insulation Repairs Fiber glass insulation thermosetting resin,64 kg/m³, minimum K-factor of 0.22 BTU in/ft².hr.of at 75°F or 0.032 w/m°C at 24°C, including aluminum tape cover. of all sizes (from 1/2" to 14") of 2" thickness in specific locations as per site conditions. | m | 195 |  | 0
Unit Rate In Letter USD. $:
3.5 | Pressure Gauges 10 bars Replace all Pressure Gauges in chilled water and heating system. Similar to existing on site. | No. | 78 |  | 0
Unit Rate In Letter USD. $:
3.6 | Air Handling Units
3.6.1 | Replace all fan belts for AHU's and FAHU's similar to existing as per Appendix #2 | Item. | 1 |  | 0
Unit Rate In Letter USD. $:
3.6.2 | Replace all aluminum air filters for AHU's and FAHU's similar to existing as per Appendix #2 | Item. | 1 |  | 0
Unit Rate In Letter USD. $:
3.7 | Fan Coil Units Replacing, and Installing new Fan Coil Units, Including motor, blower, coil, Belts, dampers, Filters, Flanges, Support Framing, Mounting Bolts, Water Connections, Electrical Controls, Electrical Outlet connection and all Necessary Fixing Accessories and Duct Connection as Scheduled and as Specified. FCU shall be of make TRANE or approved equal
3.7.1 | Replace all fan belts for FCU's similar to existing as per Appendix #3 | Item. | 1 |  | 0
Unit Rate In Letter USD. $:
3.7.2 | Replace all aluminum air filters for FCU's similar to existing as per Appendix #3 | Item. | 1 |  | 0
Unit Rate In Letter USD. $:
3.8 | Fans
3.8.1 | Replace all fan belts for Fans similar to existing as per Appendix #4 | No. | 2 |  | 0
Unit Rate In Letter USD. $:
3.8.2 | Replace all aluminum air filters for Fans similar to existing as per Appendix #4 | No. | 2 |  | 0
Unit Rate In Letter USD. $:
| GENERAL MECHANICAL WORKS TOTAL CARRIED TO PRICE SUMMARY |  |  |  | 0
4 | CHAPTER 4 - LIFT MAINTENANCE
4.1 | Maintenance of existing Lifts Complete Including Car, Entrances, Doors, Controls, Safety Equipment, Hoist way Equipment, Lift Machinery, Electrical Equipment, Fan, Lights, Operating Panel, Indicator, batteries and Finishing with decorative Flooring, High Quality Stainless Steel Wall Panels, Stainless Steel Skirting and Handrail with Battery Operated Emergency Landing Devices, as per specification and supplier requirements
4.1.1 | Lift F | No | 1 |  | 0
Unit Rate In Letter USD. $:
| GENERAL LIFT WORKS TOTAL CARRIED TO PRICE SUMMARY |  |  |  | 0

## Package 5
Item | Description | Unit | Quantities per Zone |  |  | Unit Price US $ | Total per Zone
|  |  | Zone A | Zone B | Zone C |  | Zone A | Zone B | Zone C
PACKAGE 5
CHAPTER 1 - WIRING DEVICES AND DISCONNECT
1.1 | Electrical Sockets Supply, install and connect the wiring devices including boxes, cover plates, and frames with all the necessary fixing accessories as per the drawings, specifications and Engineer instructions. Note: replace any affected cabling/conduit.
1.1.1 | Wall mounted simple socket,13A-250V, 3 PIN | No | 572 | 398 | 792 |  | 0 | 0 | 0
Unit Rate In Letter USD. $:
1.1.2 | Wall mounted duplex socket,13A-250V, 3 PIN | No | 215 | 88 | 125 |  | 0 | 0 | 0
Unit Rate In Letter USD. $:
1.1.3 | Wall mounted weather proof simple socket, 13A-250V, 3 PIN | No | 73 | 44 | 52 |  | 0 | 0 | 0
Unit Rate In Letter USD. $:
1.1.4 | Wall mounted weather proof duplex socket, 13A-250V, 3 PIN | No | 35 | 0 | 0 |  | 0 | 0 | 0
Unit Rate In Letter USD. $:
1.1.5 | Wall mounted controllable simple socket, 13A-250V, 3 PIN | No | 19 | 19 | 4 |  | 0 | 0 | 0
Unit Rate In Letter USD. $:
1.1.6 | Wall mounted UPS simple socket, 13A-250V, 3 PIN | No | 27 | 91 | 264 |  | 0 | 0 | 0
Unit Rate In Letter USD. $:
1.1.7 | Wall mounted UPS duplex socket, 13A-250V, 3 PIN | No | 2 | 0 | 0 |  | 0 | 0 | 0
Unit Rate In Letter USD. $:
1.1.8 | Wall mounted controllable UPS simplex socket, 13A-250V, 3 PIN | No | 26 | 3 | 17 |  | 0 | 0 | 0
Unit Rate In Letter USD. $:
1.1.9 | Floor mounted simple socket, 13A-250V, 3 PIN | No | 2 | 0 | 34 |  | 0 | 0 | 0
Unit Rate In Letter USD. $:
1.1.10 | Floor mounted duplex socket, 13A-250V, 3 PIN | No | 2 | 0 | 0 |  | 0 | 0 | 0
Unit Rate In Letter USD. $:
1.1.11 | Floor mounted UPS simple socket, 13A-250V, 3 PIN | No | 2 | 0 | 32 |  | 0 | 0 | 0
Unit Rate In Letter USD. $:
1.1.11 | Wall mounted power socket, 16A-250V, 3 PIN | No | 0 | 0 | 8 |  | 0 | 0 | 0
Unit Rate In Letter USD. $:
1.1.12 | Wall mounted three phase socket, 16A-380V, 5 PIN | No | 0 | 0 | 4 |  | 0 | 0 | 0
Unit Rate In Letter USD. $:
1.2 | Electrical Outlets Supply, install and connect the Electrical Outlets, supports and boxes with all the necessary fixing accessories as per the drawings, specifications and Engineer instructions Note: replace any affected cabling/conduit.
1.2.1 | Cord grip outlet and switch for fan coil | No | 93 | 25 | 18 |  | 0 | 0 | 0
Unit Rate In Letter USD. $:
1.2.2 | Switched electrical outlet | No | 99 | 57 | 0 |  | 0 | 0 | 0
Unit Rate In Letter USD. $:
1.2.3 | Electrical outlet | No | 0 | 0 | 49 |  | 0 | 0 | 0
Unit Rate In Letter USD. $:
1.2.4 | Electrical outlet water proof inside kitchens | No | 92 | 0 | 0 |  | 0 | 0 | 0
Unit Rate In Letter USD. $:
1.2.5 | Electrical outlet water proof for jaccuzi | No | 3 | 0 | 0 |  | 0 | 0 | 0
Unit Rate In Letter USD. $:
1.2.6 | Floor Electrical outlet water proof inside kitchens | No | 27 | 0 | 0 |  | 0 | 0 | 0
Unit Rate In Letter USD. $:
1.2.7 | Electrical outlet for Thermostat | No | 62 | 18 | 19 |  | 0 | 0 | 0
Unit Rate In Letter USD. $:
1.2.8 | Electrical outlet for sectional motorized door with control | No | 0 | 5 | 0 |  | 0 | 0 | 0
Unit Rate In Letter USD. $:
1.2.9 | Electrical outlet for double Side hinged motorized door with control | No | 0 | 2 | 0 |  | 0 | 0 | 0
Unit Rate In Letter USD. $:
1.2.10 | Electrical outlet for double Side glass motorized door with control in entrance (B124) | No | 0 | 3 | 0 |  | 0 | 0 | 0
Unit Rate In Letter USD. $:
1.3 | Electrical Devices / Accessories Supply, install and connect the wiring devices including boxes, cover plates, and frames with all the necessary fixing accessories as per the drawings, specifications and Engineer instructions. Note: replace any affected cabling/conduit.
1.3.1 | Wall mounted one way, one gang lighting switch 10A-250V | No | 347 | 287 | 438 |  | 0 | 0 | 0
Unit Rate In Letter USD. $:
1.3.2 | Wall mounted one way, two gang lighting switch 10A-250V | No | 125 | 58 | 30 |  | 0 | 0 | 0
Unit Rate In Letter USD. $:
1.3.3 | Wall mounted one way, three gang lighting switch 10A-250V | No | 4 | 0 | 0 |  | 0 | 0 | 0
Unit Rate In Letter USD. $:
1.3.4 | Wall mounted two way, one gang lighting switch 10A-250V | No | 104 | 53 | 120 |  | 0 | 0 | 0
Unit Rate In Letter USD. $:
1.3.5 | Wall mounted two way, two gang lighting switch 10A-250V | No | 43 | 5 | 44 |  | 0 | 0 | 0
Unit Rate In Letter USD. $:
1.3.6 | Wall mounted three way, one gang lighting switch 10A-250V | No | 4 | 0 | 2 |  | 0 | 0 | 0
Unit Rate In Letter USD. $:
1.3.7 | Wall mounted one way, one gang lighting switch 10A-250V (W.P) | No | 2 | 0 | 0 |  | 0 | 0 | 0
Unit Rate In Letter USD. $:
1.3.8 | Wall mounted one way, two gang lighting switch 10A-250V (W.P) | No | 2 | 2 | 2 |  | 0 | 0 | 0
Unit Rate In Letter USD. $:
1.4 | Disconnecting Switches Supply, install and connect the disconnecting switches including the conduits, boxes, suppoorts with all the necessary fixing accessories, with steel cover and protection degree not less than IP=65 as specifications and Engineer instructions.
1.4.1 | Disconnect switch for AHU rated 3x16A (W.P). | No | 0 | 0 | 2 |  | 0 | 0 | 0
Unit Rate In Letter USD. $:
1.4.2 | Disconnect switch for AHU rated 3x20A (W.P) | No | 10 | 0 | 3 |  | 0 | 0 | 0
Unit Rate In Letter USD. $:
1.4.3 | Disconnect switch for AHU rated 3x25A (W.P) | No | 9 | 2 | 2 |  | 0 | 0 | 0
Unit Rate In Letter USD. $:
1.4.4 | Disconnect switch for AHU rated 3x32A (W.P) | No | 7 | 4 | 3 |  | 0 | 0 | 0
Unit Rate In Letter USD. $:
1.4.5 | Disconnect switch for AHU rated 3x40A (W.P) | No | 3 | 2 | 2 |  | 0 | 0 | 0
Unit Rate In Letter USD. $:
1.4.6 | Disconnect switch for AHU rated 3x63A (W.P) | No | 4 | 6 | 6 |  | 0 | 0 | 0
Unit Rate In Letter USD. $:
1.4.7 | Disconnect switch for AHU rated 3x80A (W.P) | No | 2 | 0 | 3 |  | 0 | 0 | 0
Unit Rate In Letter USD. $:
1.4.8 | Disconnect switch for EF rated 2x16A (W.P) | No | 10 | 9 | 8 |  | 0 | 0 | 0
Unit Rate In Letter USD. $:
1.4.9 | Disconnect switch for EF rated 3x16A (W.P) | No | 10 | 6 | 10 |  | 0 | 0 | 0
Unit Rate In Letter USD. $:
1.4.10 | Disconnect switch for EF rated 3x20A (W.P) | No | 2 | 0 | 0 |  | 0 | 0 | 0
Unit Rate In Letter USD. $:
1.4.11 | Disconnect switch for EF rated 3x25A (W.P) | No | 3 | 0 | 0 |  | 0 | 0 | 0
Unit Rate In Letter USD. $:
1.4.12 | Disconnect switch for EF rated 3x40A (W.P) | No | 0 | 0 | 3 |  | 0 | 0 | 0
Unit Rate In Letter USD. $:
1.4.13 | Disconnect switch for EF rated 3x63A (W.P) | No | 3 | 0 | 3 |  | 0 | 0 | 0
Unit Rate In Letter USD. $:
1.4.14 | Disconnect switch for FAF rated 3x16A (W.P) | No | 3 | 3 | 0 |  | 0 | 0 | 0
Unit Rate In Letter USD. $:
1.4.15 | Disconnect switch for FAF rated 3x25A (W.P) | No | 0 | 0 | 3 |  | 0 | 0 | 0
Unit Rate In Letter USD. $:
1.4.16 | Disconnect switch for FAF rated 3x32A (W.P) | No | 0 | 4 | 0 |  | 0 | 0 | 0
Unit Rate In Letter USD. $:
1.4.17 | Disconnect switch for FAF rated 3x63A (W.P) | No | 0 | 0 | 5 |  | 0 | 0 | 0
Unit Rate In Letter USD. $:
1.4.18 | Disconnect switch for FA-AHU rated 2x16A (W.P) | No | 3 | 2 | 0 |  | 0 | 0 | 0
Unit Rate In Letter USD. $:
1.4.19 | Disconnect switch for FA-AHU rated 3x16A (W.P) | No | 5 | 4 | 2 |  | 0 | 0 | 0
Unit Rate In Letter USD. $:
1.4.20 | Disconnect switch for FA-AHU rated 3x20A (W.P) | No | 0 | 2 | 2 |  | 0 | 0 | 0
Unit Rate In Letter USD. $:
1.4.21 | Disconnect switch for Air curtain rated 2x16A (W.P) | No | 5 | 6 | 5 |  | 0 | 0 | 0
Unit Rate In Letter USD. $:
1.5 | Electrical Sockets (Added according to furniture) Supply, install and connect the wiring devices including boxes, wires, conduits, cover plates, and frames with all the necessary fixing accessories including civil work, As per the drawings, specifications and Engineer instructions. Note: the wiring of the added sockets shall be taken from the existing socket in the room.
1.5.1 | Wall mounted simple socket,13A-250V, 3 PIN | No | 57 | 39 | 78 |  | 0 | 0 | 0
Unit Rate In Letter USD. $:
1.5.2 | Wall mounted duplex socket,13A-250V, 3 PIN | No | 22 | 9 | 13 |  | 0 | 0 | 0
Unit Rate In Letter USD. $:
1.5.3 | Wall mounted weather proof simple socket, 13A-250V, 3 PIN | No | 8 | 5 | 5 |  | 0 | 0 | 0
Unit Rate In Letter USD. $:
1.5.4 | Wall mounted weather proof duplex socket, 13A-250V, 3 PIN | No | 4 | 0 | 0 |  | 0 | 0 | 0
Unit Rate In Letter USD. $:
1.5.5 | Wall mounted controllable simple socket, 13A-250V, 3 PIN | No | 3 | 3 | 2 |  | 0 | 0 | 0
Unit Rate In Letter USD. $:
1.5.6 | Wall mounted UPS simple socket, 13A-250V, 3 PIN | No | 4 | 9 | 26 |  | 0 | 0 | 0
Unit Rate In Letter USD. $:
1.5.7 | Wall mounted UPS duplex socket, 13A-250V, 3 PIN | No | 2 | 0 | 0 |  | 0 | 0 | 0
Unit Rate In Letter USD. $:
1.5.8 | Wall mounted controllable UPS simplex socket, 13A-250V, 3 PIN | No | 3 | 2 | 2 |  | 0 | 0 | 0
Unit Rate In Letter USD. $:
1.5.9 | Floor mounted simple socket, 13A-250V, 3 PIN | No | 2 | 0 | 4 |  | 0 | 0 | 0
Unit Rate In Letter USD. $:
1.5.10 | Floor mounted duplex socket, 13A-250V, 3 PIN | No | 2 | 0 | 0 |  | 0 | 0 | 0
Unit Rate In Letter USD. $:
1.5.11 | Floor mounted UPS simple socket, 13A-250V, 3 PIN | No | 2 | 0 | 4 |  | 0 | 0 | 0
Unit Rate In Letter USD. $:
1.5.12 | Wall mounted power socket, 16A-250V, 3 PIN | No | 0 | 0 | 2 |  | 0 | 0 | 0
Unit Rate In Letter USD. $:
1.5.13 | Wall mounted three phase socket, 16A-380V, 5 PIN | No | 0 | 0 | 2 |  | 0 | 0 | 0
Unit Rate In Letter USD. $:
| WIRING DEVICES AND DISCONNECT TOTAL CARRIED TO PRICE SUMMARY | [5 empty] | 0 | 0 | 0
2 | CHAPTER 2 - LIGHTING FIXTURES
2.1 | Supply, install, connect and test the lighting fixtures complete with all the necessary wires conduits, boxes, outlet points and accessories required to provide power to each lighting fitting from Panel board including the earth wire as per the drawings, specifications and Engineer instructions. The Contractor should submit samples of each lighting fixture for approval. The fixtures shall be of Led type.
2.1.1 | Recessed mounted Led lighting fixture 60x60 | No | 317 | 244 | 732 |  | 0 | 0 | 0
Unit Rate In Letter USD. $:
2.1.2 | Recessed mounted led spot light in prime ministers office | No | 91 | 0 | 2 |  | 0 | 0 | 0
Unit Rate In Letter USD. $:
2.1.3 | Recessed mounted led spot light 24w | No | 302 | 396 | 424 |  | 0 | 0 | 0
Unit Rate In Letter USD. $:
2.1.4 | Suspended led spot light on track 7w | No | 660 | 60 | 299 |  | 0 | 0 | 0
Unit Rate In Letter USD. $:
2.1.5 | Chandelier Led lamp 20w | No | 681 | 6 | 0 |  | 0 | 0 | 0
Unit Rate In Letter USD. $:
2.1.6 | Closet linear led light | No | 44 | 0 | 0 |  | 0 | 0 | 0
Unit Rate In Letter USD. $:
2.1.7 | Surface mounted lighting fixture with 4x36w fluorescent lamp | No | 190 | 109 | 281 |  | 0 | 0 | 0
Unit Rate In Letter USD. $:
2.1.8 | Wall mounted upward led lighting fixture in offices | No | 233 | 44 | 65 |  | 0 | 0 | 0
Unit Rate In Letter USD. $:
2.1.9 | Wall mounted Up/Down led light fixture in toilets | No | 53 | 17 | 19 |  | 0 | 0 | 0
Unit Rate In Letter USD. $:
2.1.10 | Wall mounted bulk head led light | No | 17 | 61 | 88 |  | 0 | 0 | 0
Unit Rate In Letter USD. $:
2.1.11 | Wall mounted Led lighting fixture in corridors | No | 136 | 123 | 118 |  | 0 | 0 | 0
Unit Rate In Letter USD. $:
2.1.12 | Wall mounted cone lighting fixture in stairs | No | 0 | 13 | 0 |  | 0 | 0 | 0
Unit Rate In Letter USD. $:
2.1.13 | Spot lights in suspended tray fixture | No | 13 | 21 | 117 |  | 0 | 0 | 0
Unit Rate In Letter USD. $:
2.1.14 | Wall mounted Exit sign | No | 14 | 23 | 6 |  | 0 | 0 | 0
Unit Rate In Letter USD. $:
2.1.15 | Indirect Led light | No | 116 | 65 | 156 |  | 0 | 0 | 0
Unit Rate In Letter USD. $:
2.1.16 | Suspended linear led light fixture | No | 52 | 0 | 0 |  | 0 | 0 | 0
Unit Rate In Letter USD. $:
2.1.17 | Projectors LED 150W | No | 0 | 21 | 0 |  | 0 | 0 | 0
Unit Rate In Letter USD. $:
2.1.18 | Wall mounted bedroom | No | 0 | 39 | 0 |  | 0 | 0 | 0
Unit Rate In Letter USD. $:
2.1.19 | Linear led light in parking Basement | No | 0 | 81 | 0 |  | 0 | 0 | 0
Unit Rate In Letter USD. $:
2.1.20 | Chandelier (CH1) 1500W in private residence hall (B020) | No | 2 | 0 | 0 |  | 0 | 0 | 0
Unit Rate In Letter USD. $:
2.1.21 | Chandelier (CH2) 1000W in lobby (1066) | No | 0 | 0 | 2 |  | 0 | 0 | 0
Unit Rate In Letter USD. $:
2.1.22 | Chandelier (CH2) 1000W in stairs (ST10) | No | 0 | 2 | 0 |  | 0 | 0 | 0
Unit Rate In Letter USD. $:
2.1.23 | Provisional Chandelier (CH2) 1000W in stairs (ST6 and ST8) | No | 0 | 0 | 3 |  | 0 | 0 | 0
Unit Rate In Letter USD. $:
2.1.24 | Chandelier (CH2)1000W in Reception Hall (0129) | No | 0 | 0 | 13 |  | 0 | 0 | 0
Unit Rate In Letter USD. $:
2.1.25 | Wall mounted led lighting fixture in Reception Hall fed from UPS-Panel | No | 0 | 0 | 30 |  | 0 | 0 | 0
Unit Rate In Letter USD. $:
| LIGHTING FIXTURES TOTAL CARRIED TO PRICE SUMMARY | [5 empty] | 0 | 0 | 0
3 | CHAPTER 3 - TELEPHONE AND DATA
3.1 | Telephone System Supply, install and connect fully functional and operational IP telephone system including all conduits, conduit fittings, boxes, fixing, accessories and CAT6A cables as well as tesing the system as per specification and Engineer instructions.
3.1.1 | Upgraded PABX with all needed accessories | Item | 0 | 0 | 1 |  | 0 | 0 | 0
Unit Rate In Letter USD. $:
3.1.2 | Main patch panel | No | 0 | 0 | 2 |  | 0 | 0 | 0
Unit Rate In Letter USD. $:
3.1.4 | Cabinet switch | No | 13 | 6 | 9 |  | 0 | 0 | 0
Unit Rate In Letter USD. $:
3.1.5 | Wall mounted telepone outlet RJ45 including cat 6A cable to telephone terminal cabinet | No | 77 | 45 | 73 |  | 0 | 0 | 0
Unit Rate In Letter USD. $:
3.1.6 | Desk telepone outlet RJ45 including cat 6A cable to telephone terminal cabinet | No | 191 | 159 | 396 |  | 0 | 0 | 0
Unit Rate In Letter USD. $:
3.1.7 | Floor telepone outlet RJ45 including cat 6A cable to telephone terminal cabinet | No | 3 | 2 | 64 |  | 0 | 0 | 0
Unit Rate In Letter USD. $:
3.1.8 | Fax wall telepone outlet RJ45 including cat 6A cable to telephone terminal cabinet | No | 10 | 0 | 0 |  | 0 | 0 | 0
Unit Rate In Letter USD. $:
3.2 | Data System Supply, install and connect the following Data Outlet including all conduits, conduit fittings, boxes, labeling, fixing, accessories and wiring (Cat 6A) all the way to the Switch with the corresponding connection to the patch panels as well as tesing the system as per specification and Engineer instructions.
3.2.1 | Wall mounted Data outlet RJ45 including cat 6A cable to data cabinet. | No | 27 | 86 | 270 |  | 0 | 0 | 0
Unit Rate In Letter USD. $:
3.2.2 | Floor mounted Data outlet RJ45 including cat 6A cable to data cabinet. | No | 2 | 0 | 0 |  | 0 | 0 | 0
Unit Rate In Letter USD. $:
3.2.3 | Computer data cabinet | No | 5 | 10 | 8 |  | 0 | 0 | 0
Unit Rate In Letter USD. $:
| TELEPHONE AND DATA TOTAL CARRIED TO PRICE SUMMARY | [5 empty] | 0 | 0 | 0
4 | CHAPTER 4 - FIRE ALARM SYSTEM
4 | Maintenance, testing and replacing the not working devices of the Addressable fire alarm system including conduits, boxes, special conductors, junction derivation and outlet boxes, connectors, fittings, Fire Cable FP 200 fire rated, and all the accessories and backup batteries, as per specification and Engineer instructions
4.1 | Ionization type smoke detector | No | 205 | 155 | 263 |  | 0 | 0 | 0
Unit Rate In Letter USD. $:
4.2 | Optical type smoke detector | No | 21 | 16 | 26 |  | 0 | 0 | 0
Unit Rate In Letter USD. $:
4.3 | Rate of rise / fixed temperature heat detector | No | 133 | 57 | 52 |  | 0 | 0 | 0
Unit Rate In Letter USD. $:
4.4 | Flame detector | No | 0 | 0 | 3 |  | 0 | 0 | 0
Unit Rate In Letter USD. $:
4.5 | Fire alarm horn | No | 39 | 31 | 34 |  | 0 | 0 | 0
Unit Rate In Letter USD. $:
4.6 | Remote indicator | No | 112 | 107 | 142 |  | 0 | 0 | 0
Unit Rate In Letter USD. $:
4.7 | End of line resistor | No | 40 | 0 | 0 |  | 0 | 0 | 0
Unit Rate In Letter USD. $:
4.8 | Addressible monitor module | No | 29 | 19 | 22 |  | 0 | 0 | 0
Unit Rate In Letter USD. $:
4.9 | Addressible control module | No | 19 | 16 | 16 |  | 0 | 0 | 0
Unit Rate In Letter USD. $:
4.1 | Addressible fault isolator | No | 2 | 0 | 2 |  | 0 | 0 | 0
Unit Rate In Letter USD. $:
4.11 | Maual pull station | No | 23 | 14 | 18 |  | 0 | 0 | 0
Unit Rate In Letter USD. $:
4.12 | Main alarm control panel with annunciator | No | 0 | 0 | 2 |  | 0 | 0 | 0
Unit Rate In Letter USD. $:
| FIRE ALARM SYSTEM TOTAL CARRIED TO PRICE SUMMARY | [5 empty] | 0 | 0 | 0
5 | CHAPTER 5 - MATV SYSTEM
5.1 | Maintenance, testing and replacing the not working devices and equipments of the TV system including dishes, Antenna, conduits, conduit fittings, fixing accessories, fixation, line amplifiers, splitters, LNBs, filters, combiners, preamplifiers, matching transformers, IF/RF switches, face plate, wiring and testing with roof surge arrestor and all necessary connections as per specification and Engineer instructions.
5.1.1 | Wall mounted TV outlet | No | 100 | 36 | 83 |  | 0 | 0 | 0
Unit Rate In Letter USD. $:
5.1.2 | Floor mounted TV outlet | No | 4 | 0 | 0 |  | 0 | 0 | 0
Unit Rate In Letter USD. $:
5.1.3 | 3-way splitter | No | 0 | 0 | 2 |  | 0 | 0 | 0
Unit Rate In Letter USD. $:
5.1.4 | 2-way splitter | No | 2 | 0 | 0 |  | 0 | 0 | 0
Unit Rate In Letter USD. $:
5.1.5 | 4-way tap-off box | No | 12 | 9 | 10 |  | 0 | 0 | 0
Unit Rate In Letter USD. $:
5.1.6 | 3-way tap-off box | No | 0 | 0 | 0 |  | 0 | 0 | 0
Unit Rate In Letter USD. $:
5.1.7 | 2-way tap-off box | No | 0 | 0 | 0 |  | 0 | 0 | 0
Unit Rate In Letter USD. $:
5.1.8 | Amplifier | No | 3 | 0 | 0 |  | 0 | 0 | 0
Unit Rate In Letter USD. $:
| MATV SYSTEM TOTAL CARRIED TO PRICE SUMMARY | [5 empty] | 0 | 0 | 0
6 | CHAPTER 6 - SOUND SYSTEM (Fire Alarm)
6.1 | Maintain, connect and test a fully functional and operational public addrss system including conduits, boxes, special conductors, junction derivation and outlet boxes, connectors, fittings, cable FP 200 fire rated, and all the accessories, as specified and shown on drawings.
6.1.1 | Sound Rack | No | 2 | 2 | 3 |  | 0 | 0 | 0
Unit Rate In Letter USD. $:
6.1.2 | Ceiling mounted speaker | No | 0 | 66 | 109 |  | 0 | 0 | 0
Unit Rate In Letter USD. $:
6.1.3 | Wall mounted speaker | No | 21 | 0 | 10 |  | 0 | 0 | 0
Unit Rate In Letter USD. $:
6.1.4 | Sound projector | No | 2 | 0 | 0 |  | 0 | 0 | 0
Unit Rate In Letter USD. $:
6.1.5 | Jack | No | 5 | 0 | 0 |  | 0 | 0 | 0
Unit Rate In Letter USD. $:
6.1.6 | Jack used for Microphone-W.P | No | 9 | 0 | 0 |  | 0 | 0 | 0
Unit Rate In Letter USD. $:
6.1.7 | Jack used for Speaker-W.P | No | 8 | 0 | 0 |  | 0 | 0 | 0
Unit Rate In Letter USD. $:
6.1.8 | Amplifier for audio system | No | 0 | 0 | 2 |  | 0 | 0 | 0
Unit Rate In Letter USD. $:
6.1.9 | Power supply and control unit for conference system | No | 0 | 0 | 2 |  | 0 | 0 | 0
Unit Rate In Letter USD. $:
| SOUND SYSTEM TOTAL CARRIED TO PRICE SUMMARY | [5 empty] | 0 | 0 | 0
7 | CHAPTER 7 - ELECTRICAL WORKS RELATED TO MECHANICAL EQUIPMENTS
7.1 | Fan Coil Units/ Outlets Performing the required electrical installations related to the Replacing and installing of new Fan coil units including Electrical Outlet connection, Control, Conduits, wiring, supports and boxes with all the necessary fixing accessories. Refer to mechanical BOQ.
7.1.1 | FCU-S7 (B124 Entrance Hall) | No | 0 | 4 | 0 |  | 0 | 0 | 0
Unit Rate In Letter USD. $:
7.1.2 | FCU-B15 (B129 Misters' drivers) | No | 0 | 2 | 0 |  | 0 | 0 | 0
Unit Rate In Letter USD. $:
7.1.3 | FCU-B9 (B012 Security office) | No | 2 | 0 | 0 |  | 0 | 0 | 0
Unit Rate In Letter USD. $:
7.1.4 | FCU-B8 (B015 Security office) | No | 2 | 0 | 0 |  | 0 | 0 | 0
Unit Rate In Letter USD. $:
7.2 | AHU Performing the required electrical installations related to repairing the Air handling units including connections, Control, Conduits, wiring, supports and boxes with all the necessary fixing accessories. Refer to mechanical BOQ.
7.2.1 | AHU-F2 | No | 2 | 0 | 0 |  | 0 | 0 | 0
Unit Rate In Letter USD. $:
7.2.2 | AHU-F9 | No | 0 | 2 | 0 |  | 0 | 0 | 0
Unit Rate In Letter USD. $:
7.2.3 | AHU-S20 (Replace DX and XP controllers in order to monitor them on BMS system,as well as actuators, temperature controller and cable CAT6) | No | 0 | 0 | 2 |  | 0 | 0 | 0
Unit Rate In Letter USD. $:
7.3 | Air conditioning units Performing the required electrical installations related to Relocation and Rerouting Existing Air Conditioning Units Serving Server Room (0081) @ GF zone C including connections, Control, Conduits, wiring, supports and boxes with all the necessary fixing accessories. Refer to mechanical BOQ. | No | 0 | 0 | 3 |  | 0 | 0 | 0
Unit Rate In Letter USD. $:
7.4 | Fans Perform the required electrical installations related to repairing and replacing the exhaust fans units including connections, Control, Conduits, wiring, supports and boxes with all the necessary fixing accessories. Refer to mechanical BOQ.
7.4.1 | EXF-2 | No | 2 | 0 | 0 |  | 0 | 0 | 0
Unit Rate In Letter USD. $:
7.4.2 | EXF-4 | No | 2 | 0 | 0 |  | 0 | 0 | 0
Unit Rate In Letter USD. $:
7.4.3 | EXF-33 | No | 0 | 2 | 0 |  | 0 | 0 | 0
Unit Rate In Letter USD. $:
7.4.4 | EXF-41 | No | 0 | 0 | 2 |  | 0 | 0 | 0
Unit Rate In Letter USD. $:
7.5 | Fans Supply, install the following fan including the conduits, boxes, suppoorts with all the necessary fixing accessories. Refer to mechanical BOQ.
7.5.1 | 300 CFM | No | 0 | 0 | 2 |  | 0 | 0 | 0
Unit Rate In Letter USD. $:
7.6 | Air curtains Perform the required electrical installations related to repairing and replacing the Air Curtains including connections, Control, Conduits, wiring, supports and boxes with all the necessary fixing accessories. Refer to mechanical BOQ. | No | 5 | 6 | 5 |  | 0 | 0 | 0
Unit Rate In Letter USD. $:
7.7 | Pumps Perform the required electrical installations related to repairing of the following pumps including connections, Control, Conduits, wiring, supports and boxes with all the necessary fixing accessories. Refer to mechanical BOQ.
7.7.1 | Diesel Fire Pumps (install 2 Batteries 100 AH for Diesel Fire Pump FP-3 including testing and repairing of deisel pump if needed. | No | 0 | 0 | 2 |  | 0 | 0 | 0
Unit Rate In Letter USD. $:
7.7.2 | Electrical Fire Pumps Test and Repair | No | 0 | 0 | 3 |  | 0 | 0 | 0
Unit Rate In Letter USD. $:
7.7.3 | CHWPs 3 and 5 | No | 0 | 0 | 3 |  | 0 | 0 | 0
Unit Rate In Letter USD. $:
| ELECTRICAL WORKS RELATED TO MECHANICAL EQUIPMENTS TOTAL CARRIED TO PRICE SUMMARY | [5 empty] | 0 | 0 | 0

## Package 5 (General EL)
Item | Description | Unit | QTY | Unit Price US $ | Total Price US $
CHAPTER 1.1 - WIRING DEVICES AND DISCONNECT
1.1.1 | Motion sensors Supply, install the motion sensors including wiring, conduits, boxes, suppoorts in addition to civil works of false ceiling with all the necessary fixing accessories as specifications and Engineer instructions.
1.1.1.1 | Motion sensors for FCU | No | 69 |  | 0
Unit Rate In Letter USD. $:
1.1.1.2 | Motion sensors for WCs | No | 235 |  | 0
Unit Rate In Letter USD. $:
| WIRING DEVICES AND DISCONNECT TOTAL CARRIED TO PRICE SUMMARY |  |  |  | 0
8 | CHAPTER 8 - EXTERNAL CCTV SYSTEM
8.1 | Remove the existing outdoor CCTV system and Supply, install and connect new Outdoor IP CCTV system: Cameras, NVR, POE Switches, Monitors, Rack Cabinets, including (Cat 6A) Cables, conduits, Boxes, connectors, fittings, accessories with all required installations,as well as testing the system as per specification and Engineer instructions. Brand to be (European Origin). The items to be as listed below or equivalent.
8.1.1 | Outdoor Fixed Cameras: 5MP Lite IR Fixed-focal Bullet Network Camera 5MP, 1/2.7” CMOS image sensor, low illuminance, high image definition, Outputs max. 5MP (2592 × 1944) @20 fps, and supports 2688 ×1520 (2688 × 1520) @25/30 fps,H.265 codec, high compression rate, ultra-low bit rate, Built-in IR LED, max IR distance: 30 m, ROI, SMART H.264+/H.265+, flexible coding, Rotation mode, WDR, 3D NR, HLC, BLC, digital watermarking, Intelligent detection, Supports max. 256 GB Micro SD card, 12V DC/PoE power supply, IP67 protection. | No | 23 |  | 0
Unit Rate In Letter USD. $:
8.1.2 | Outdoor PTZ Cameras: 6×4MP Multi-Sensor Panoramic + PTZ WizMind Network Camera . Panoramic network camera: Six 1/1.8”4Megapixel progressive CMOS PTZ camera: One 1/1.8”4Megapixel progressive CMOS, Support 270-degree panoramic view, Starlight+ technology, Support Smart H265+/H264+ encoding, Day/Night (ICR); 3D NR; AWB; AGC; BLC, IR distance up to 400 m, Smart tracking, Tripwire, Intrusion, Crowd map, Vehicle Density. | No | 36 |  | 0
Unit Rate In Letter USD. $:
8.1.3 | NVR, 64 Channel Ultra 4K H.265 Network Video Recorder, Intel Processor * Max 64 IP Camera Inputs * Max 384Mbps Incoming Bandwidth * Up to 12MP Resolution for Preview and Playback * Supports RAID 0/1/5/10 * Smart Tracking and Intelligent Video, Two-way Talk 1 Channel Input, 1 Channel Output, RCA Interface 2 HDMI (up to 3840 x 2160 , Different Source). 24-port 100 Mbps + 2-port Gigabit Managed PoE Switch ,Intelligent PoE, Red port supports 90W IEEE802.3bt, Web management with friendly interface and easy operation, 250 m long distance PoE transmission, PoE watchdog, Switching Capacity 8.8 Gbps, Packet Forwarding Rate 6.55 Mpps, Packet Buffer Memory 2.75 Mbit, MAC Table Size 4K, Communication Standard : IEEE802.3; IEEE802.3u; IEEE802.3x; IEEE 802.3ab; IEEE 802.3z, Ethernet Port: 24, Optical Port: 2, Ethernet Port Rate: 100 Mbps, Optical Port Rate: 1 Gbps. Display Monitors: 32'' Full HD 1920 x 1080 @ 60Hz, colors 16.7 millions, Panel Life time 50,000 hours, Operation Hours 24/7 | LS | 1 |  | 0
Unit Rate In Letter USD. $:
8.1.4 | Car Plate capturing camera: Network IP LPR Camera, PoE ONVIF IR, License Plate Recognition, 1080p Camera Type: Network / IP, AI,Video Format: H.264, H.265, ONVIF, Video Output: RJ-45 / Ethernet, Resolution: 1080p / 2mp ( 1920 × 1080 ), Infrared: 30-50 Meter IR, Weatherproof: IP67 Housing, Lens: 7-22mm Motorized / 50° to 20°, Audio: 1ch audio input, 1ch output, Style: White Bullet, Metal, Built-in Micro SD Slot, AI: License Plate Recognition / ANPR, Power: 12V DC / PoE | No | 2 |  | 0
Unit Rate In Letter USD. $:
8.1.5 | Recording unit for car plate Capturing | No | 2 |  | 0
Unit Rate In Letter USD. $:
8.1.6 | Special camera for analytics: 1/2,8" Network Dome, PTZ, Day&Night, 23x, H.265, WDR, 1920x1080, Infrared, IP66 1/2.8" CMOS-Sensor, Full HD 1920x1080 Pixel, 25/30fps, 23x AF Zoom, 5~117mm,Quad Stream H.265, H.264, MJPEG (Smart Codec), Real time WDR (Wide Dynamic Range) 25/30fps, Intelligent self learning video analysis, Digital Noise Reduction (2DNR/3DNR), Audio support including audio alarm, Infrared illumination up to 60m, Alarm in- and outputs, micro SD-card,Power supply 12VDC or HPoE, Support ONVIF Profile S und Profile T. | No | 5 |  | 0
Unit Rate In Letter USD. $:
8.1.7 | IDIS Deep learning Analytics (IDLA)-DV-3100 (support up to 16 CH/Camera) with liscence of software and all related accessories. | LS | 1 |  | 0
Unit Rate In Letter USD. $:
8.1.8 | Rearrangement of MCR to fit new monitors | LS | 1 |  | 0
Unit Rate In Letter USD. $:
8.1.9 | Restoring of UPS 10KVA/8KW including back up batteries | LS | 1 |  | 0
Unit Rate In Letter USD. $:
8.1.10 | Air conditioning for recording/Processing Cabinets | LS | 1 |  | 0
Unit Rate In Letter USD. $:
8.1.11 | Pole adjustment of Poles for Outdoor Cameras | LS | 1 |  | 0
Unit Rate In Letter USD. $:
8.1.12 | CAT6A cable for outdoor cameras | MR | 8710 |  | 0
Unit Rate In Letter USD. $:
8.1.13 | Switch Amplifier 16 port for IP cameras | No. | 39 |  | 0
Unit Rate In Letter USD. $:
| EXTERNAL CCTV SYSTEM TOTAL CARRIED TO PRICE SUMMARY |  |  |  | 0
9 | CHAPTER 9 - INTERNAL CCTV SYSTEM
9.1 | Internal Cameras Remove the existing Indoor CCTV system and Supply, install and connect new IP CCTV system: Cameras, NVR, POE Switches, Monitors, Rack Cabinets, including (Cat 6A) Cables, conduits, Boxes, connectors, fittings, accessories with all required installations, as well as testing the system as per specification and Engineer instructions. Brand to be (European Origin). The items to be as listed below or equivalent. Cost shall include: 4 Numbers: NVR 64 Channel Ultra 4K H.265 Network Video Recorder, Intel Processor * Max 64 IP Camera Inputs * Max 384Mbps Incoming Bandwidth * Up to 12MP Resolution for Preview and Playback * Supports RAID 0/1/5/10 * Smart Tracking and Intelligent Video, Two-way Talk 1 Channel Input, 1 Channel Output, RCA Interface 2 HDMI (up to 3840 x 2160, Different Source). 10 Numbers: 24-port 100 Mbps + 2-port Gigabit Managed PoE Switch ,Intelligent PoE, Red port supports 90W IEEE802.3bt, Web management with friendly interface and easy operation, 250 m long distance PoE transmission, PoE watchdog, Switching Capacity 8.8 Gbps, Packet Forwarding Rate 6.55 Mpps, Packet Buffer Memory 2.75 Mbit, MAC Table Size 4K, Communication Standard : IEEE802.3; IEEE802.3u; IEEE802.3x; IEEE 802.3ab; IEEE 802.3z, Ethernet Port: 24, Optical Port: 2, Ethernet Port Rate: 100 Mbps, Optical Port Rate: 1 Gbps. 15 Numbers: Display Monitors: 32'' Full HD 1920 x 1080 @ 60Hz, colors 16.7 millions, Panel Life time 50,000 hours, Operation Hours 24/7
9.1.1 | (5MP Lite IR Fixed-focal Dome Network Camera) or (5MP Lite IR Fixed-focal Eyeball Network Camera) Smart ( H.265+ & H.264+ ), flexible coding, applicable to various bandwidth and storage environments, Wide dynamic range (WDR), Starlight technology, Intelligent Video Analysis (IVS), Protection (IP67, wide voltage), Supports max. 256 GB Micro SD card. | No | 240 |  | 0
Unit Rate In Letter USD. $:
| INTERNAL CCTV SYSTEM TOTAL CARRIED TO PRICE SUMMARY |  |  |  | 0
10 | CHAPTER 10 - UNITERRUPTIBLE POWER SUPPLY UPS
10.1 | Supply, install connect, testing and commissioning the following Uniterruptible power supply Units complete with batteries, autonomy, charger, inverter transfer switch, breakers and manual by-pass switch and all needed cables panel board, Control interfaces software.
10.1.1 | 6 KVA UPS | No | 2 |  | 0
Unit Rate In Letter USD. $:
10.1.2 | Motorola FRU power supply- GTR8000 | No | 2 |  | 0
Unit Rate In Letter USD. $:
| UNITERRUPTIBLE POWER SUPPLY UPS TOTAL CARRIED TO PRICE SUMMARY |  |  |  | 0
11 | CHAPTER 11 - CABLE TRAYS
11.1 | Maintenanc of existing cable trays and replacing damaged cable trays, hot dip galvanized complete including the galvanzed brackets for fixing the trays to the walls or ceilings, the galvanized bolts and the accessories for connection of different elements, the angle elements, the fixing rigidly to the walls and ceilings, and all necessary connections and accessories as per specification and Engineer instructions
11.1.1 | Cable tray 100 mm | MR | 51 |  | 0
Unit Rate In Letter USD. $:
11.1.2 | Cable tray 200 mm | MR | 32 |  | 0
Unit Rate In Letter USD. $:
11.1.3 | Cable tray 300 mm | MR | 156 |  | 0
Unit Rate In Letter USD. $:
11.1.4 | Cable tray 400 mm | MR | 55 |  | 0
Unit Rate In Letter USD. $:
11.1.5 | Cable tray 500 mm | MR | 99 |  | 0
Unit Rate In Letter USD. $:
| CABLE TRAYS TOTAL CARRIED TO PRICE SUMMARY |  |  |  | 0